## Water Use Calcs
Example Water Use Calculations
User input fields are yellow |  |  | Water Use | Cold H2O | Hot H2O | Total H2O | Home characteristics: |  | Drain Water Heat Recovery: |  | Table 4.2.2.5.2.11(1) Hot water fixture effectiveness |  |  | City | Tavg | % HW | (data from egUSA runs)
Location (pull down) | Las Vegas, NV |  | Shower_gpd | 9.464 | 14.62 | 24.084 | CFA | 2400 | Showers connected | all | Plumbing Fixture Description | Feff |  | Duluth | 39.2 | 9.524%
Distribution system | std |  | KitchF_gpd | 5.5627 | 8.5933 | 14.156 | Nbr | 3 | Equal flow? | yes | std | 1 |  | San Fran | 56.8 | 14.45%
HW pipe Insulation | none |  | LavF_gpd | 2.4992 | 3.8608 | 6.36 | Nfl | 2 | CSA 55.1 DWHReff | 54% | low | 0.95 |  | Miami | 76.1 | 4.018%
Shower (gpm) | 2.5 |  | Waste_gpd | 6.1764 | 9.5413 | 15.7177 | Bsmt | 0 | Tmains = | 74.1038
Kitch Faucet (gpm) | 2.2 |  | CW_gpd | 20.6299 | 3.8888 | 24.5186 | Appliances: |  | WHinTadj = | 0 | Table 4.2.2.5.2.11(2) Hot Water Distribution Factors |  |  | Pull down lists:
Lav Faucet efficiency | std |  | DW_gpd |  | 4.3174 | 4.3174 | Dishwasher | std | WHinT = | 74.1038 | System type | none | R-3 | sys type | fix eff | P-insul | WH Type | Eq. Flow? | #DWHRU
Std sys pipe length | 89.282 |  | Toilets_gpd | 21.8968 |  | 21.8968 | Clothes washer | std |  |  | std | 1 | 0.9 | std | std | none | gas | no | all
Recirc sys loop length | 158.5641 |  | Soft_gpd | 0 |  | 0 | WF | 9.5 |  |  | re, none | 1.11 | 1 | re, none | low-flow | R-3 | elec | yes | one
Recirc sys branch length | 10 |  | Leaks_gpd | 15.7 | 2.1 | 17.8 | Toilets: |  |  |  | re, temp | 1.11 | 1 | re, temp
Recirc pumpWatts | 50 |  | Indoor_gpd | 81.9289 | 46.9215 | 128.8504 | gpf | 1.6 |  |  | re, dmd | 1.11 | 1 | re, dmd
DW heat recovery? | no |  | Outdoor_gpd | 275.2029 | 0 | 275.2029 | Water Softener: |  |  |  | re, man | 1.11 | 1 | re, man
|  |  | Total_gpd | 357.1318 | 46.9215 | 404.0533 | Softener | no
Lot Area (ft2) | 5065 |  | Ref_In = | 81.9293 | 46.921 | 128.8503 | gallons/removed | 5 | gallons/1,000 grains removed |  | Table 4.2.2.5.2.11(3) Distribution system water use effectiveness |  |  | cWash | CAPw | LER | $/kWh | $/therm | AGC | WF
Landscaped Area (ft2) | 2398 |  | Ref_Out = | 275.1656 | 0 | 275.1656 |  |  |  |  | Distribution System Description | none |  | std | 2.874 | 704 | 0.0803 | 0.58 | 23 | 9.5
% Outdoor H2O = | 68.11% |  | Ref_Tot = | 357.095 | 46.921 | 404.0159 | Outdoors: |  |  |  | Std | 1 |  | 2008 | 3.2 | 487 | 0.0803 | 0.688 | 23 | 8.5
Ref Irr_Area = | 2397.5382 |  | Save_Tot = | -0.03681 | -0.00056413 | -0.037374 | Inground Pool? | no |  |  | re, none | 0.1 |  | e-Star | 3.5 | 281 | 0.086 | 0.91 | 14 | 8
Tot_Ref Irr_ratio = | 47.34% |  | WER_in = | 99.9995 | 100.0012 | 100.0001 | Automatic Irrigation? | yes |  |  | re, temp | 0.1 |  | BestAv | 3.31 | 151 | 0.1065 | 1.218 | 12 | 7
Net_Lscape_ratio = | 62.04% |  | WER_Out = | 100.0135 | 100 | 100.0135 | Smart controller? | no |  |  | re, dmd | 0.1
Lot size (acres) = | 0.11628 |  | WER_Tot = | 100.0103 | 100.0012 | 100.0093 | Use RICI? | no |  |  | re, man | 0.1 |  | dWash | dWcap | DW_EF
[7 empty] | Sum of irrigation zone flow rates | 12 | (total gpm rate) |  |  |  |  | std | 12 | 0.46
[14 empty] | e-Star | 12 | 0.73
Ref std sys pipe length = | 89.282 | [12 empty] | BestAv | 12 | 1.12
Ref recirc sys loop length = | 158.5641
Table 4.2.2.5.2.11(4) Location factors for DWHRU placement
[11 empty] | DWHR Placement | LocF
OutRef_gpd = | 275.1656 | gal/day |  | Ref_Irr_Area |  | Landscape_Area |  |  |  |  | both the fixture and water heater | 1
Ref_Irr_Area = | 2397.5382 |  |  | expAref = | 14.2522 | expA = | 14.2555 |  |  |  | only the water heater | 0.777
NetET (inches) = | 94.8239 | zip: | 89106 | expBref = | 3.9567 | expB = | 3.9572 |  |  |  | only the fixture | 0.777
Sprink_ind = | 1 |  |  | OutRef_gpd = | 275.1656 | Out_gpd = | 275.2029
Pool_ind = | 0 |  |  |  | 440.1693 |  | 440.209 | with both indicaters set to 1 |  |  | Table 4.2.2.5.2.11(5) Annual electricity consumption for hot water recirculation system pumps
RICI_Rat= | 5 |  |  |  | 275.1656 |  | 275.2029 | with pool indicator set to 0 and sprinkler indicator set to 1 |  |  | Recirculation System Description | Efact
Rici_Ref= | 5 |  |  |  | 165.0036 |  | 165.0062 | difference for pool |  |  | re, none | 8.76
Out_gpd = | 275.2029 |  |  |  | 440.1693 |  | 440.209 | without sprinkler but with pool |  |  | re, temp | 1.46
[5 empty] | 169.8221 |  | 169.8278 | with both indicaters set to 0 |  |  | re, dmd | 0.15
Hardness_value(mg/liter) | 181 | [5 empty] | 100% | maximum reduction to reference for landscaped area |  |  | re, man | 0.1
1,000 Grains/year_ref | 497.2812 | [5 empty] | 275.2029 | base outdoor GPD
gal/1kgrains_ref | 5 | [5 empty] | 275.2029 | adjust for smart controller
refSofgpd | 0 | [5 empty] | 275.2029 | adjust for RICI
1,000 Grains/year_rat | 497.2818 | [5 empty] | 275.2029 | adjusted base outdoor contribution |  |  | Table 4.2.2.5.2.11(6) Hot water distribution system annual energy delivery effectiveness
Soft_gpd | 0 | [5 empty] | 0 | pool contibution |  |  | Distribution System Description | none | R-3
[11 empty] | std | 32 | 28.8
[11 empty] | re, none | 500 | 250
[11 empty] | re, temp | 375 | 187.5
[11 empty] | re, dmd | 64.8 | 43.2
[11 empty] | re, man | 43.2 | 28.8
Other named variables:
Leaks:
HotLeaks_br = | 0.7
TotLeaks_br = | 5.9333 |  | refToilets: |  | Fixture Splits: |  | Dist. System: | 1 | Operational Factors:
Clothes washers & dishwashers: |  |  | refGPF = | 1.6 | FixtureHot | 27.0741 |  | 2.71 | VintFact = | 1
CAPw = | 2.874 |  | refFPO= | 5.05 | FixtureTot | 44.6 | WDeff = |  | oFrac | 25%
LER = | 704 |  | Water use: |  | sh_ref_gpm | 2.5 | Occ = | 54% | oCDeff = | 0%
kWh_cost = | 0.0803 |  | Tavg = | 67.7038 | shower_pc | 54% | DWHR systems: | 97
therm_cost = | 0.58 |  | Tset = | 125 | faucet_pc | 46% | DWHReff = | 0.6014
AGC = | 23 |  | Tuse = | 105 | Kitch_pc | 31.74% | DWHRinT = | 1 | Ifrac= 0.56 + 0.015*Nbr - 0.0004*Nbr^2
NCY = | 316.8058 |  | KitchFeff = | 1 | Lav_pc | 14.26% | Ifrac = | 1
ACY = | 327.777 |  | LavFeff = | 1 | SHeff = | 1 | LocF = | 98.21%
dWcap = | 12 |  | Fmix = | 0.60704 | kitch | 69% | FixF = | 0.0002
DW_EF = | 0.46 |  | adjFmix = | 0.60704 | lav | 31% | PLC =
refDWgpd = | 4.317 |  | refWgpd = | 15.7177 | kitch_ref_gpm | 2.2 | PLCfactor = | 1
refCWgpd = | 3.8886 |  | refFgpd = | 44.6 | F_eff = | 1 | Piping: | 1 | nWgpd = 9.8*Nbr^0.43
DWgpd = | 4.3174 |  | Operational: |  |  |  | pRatio = | 89.282 | nFgpd = 14.6 + 10.0*Nbr
CWgpd = | 3.8888 |  | oWgpd = | 3.9294 |  |  | sysFactor =
|  |  | sWgpd = | 11.7883 |  |  | pLength = | 0.78203
|  |  | oEWfact = | 8 |  |  | HERS calcs:
|  |  | sEWfact = | 24 |  |  | gdp_ratio =

## Locations (hidden)
Location | Temp | Zip | Net_ET | Hardness? | Hardness_value
Columbus, OH | 51.9 | 43085 | 10.4985 | 181-250 | 181
Colorado Springs, CO | 49.4 | 80918 | 39.0713 | 181-250 | 181
Dallas, TX | 65.7 | 75209 | 33.04 | 121-180 | 121
Denver, CO | 51.6 | 80033 | 40.91 | 181-250 | 181
Duluth, MN | 39.2 | 55804 | 6.0566 | 61-120 | 61
Houston, TX | 68.6 | 77005 | 17.7603 | 61-120 | 61
Las Vegas, NV | 67.7038 | 89106 | 94.8239 | 181-250 | 181
Miami, FL | 76.1 | 33122 | 21.2863 | 121-180 | 121
Phoenix, AZ | 74.8 | 85008 | 89.6962 | 121-180 | 121
San Francisco, CA | 56.8 | 94109 | 29.9206 | 0-60 | 0
Scottsdale, AZ | 73 | 85253 | 88.3139 | 121-180 | 121
Tacoma, WA | 49.9 | 98405 | 16.1017 | 0-60 | 0
yes
no

## REUWS (hidden)
from draft 2015 REUWS report: Table ES.2.Average Daily Hot and Cold Water Use per Household (n=92)
[6 empty] | Tset = | 125
[6 empty] | Tmains = | 63
|  | Avg. Daily Hot Water Use (gphd) | Avg. Daily Cold water Use (gphd) | Indoor Total (gphd) | % Hot | % Cold | Tuse |  | Spreadsheet | ∆
| Toilet | 0 | 32.6 | 32.6 | 0% | 100% | 63 |  | 21.8968 | -10.7032
| Clothes washer | 4.4 | 17.6 | 22 | 20% | 80% | 75.4 |  | 26.2476 | 4.2476
| Shower | 17.8 | 9.1 | 26.9 | 66.2% | 33.8% | 104.044 |  | 26.757 | -0.14305 | subtracting baths
| Faucet | 15.4 | 11.6 | 27 | 57% | 43% | 98.34 |  | 25.86 | -1.14
| Leak | 2.1 | 15.7 | 17.8 | 11.8% | 88.2% | 70.316 |  | 17.8 | 0
| Other | 0.9 | 3.1 | 4 | 22.5% | 77.5% | 76.95 |  | 0 | -4
| Bath | 2.6 | 1.8 | 4.4 | 59.1% | 40.9% | 99.642 |  | 4.4 | 0 | assumed to be same as REUWS
| Dishwasher | 2.2 | 0 | 2.2 | 100% | 0% | 125 |  | 5.8891 | 3.6891
| Indoor Total | 45.4 | 91.5 | 136.9 | 33.2% | 66.8% | 83.584 |  | 128.8504 | -8.0496
| shower/bath % = | 44.93% |  | 22.86%
| faucet % = | 33.92% |  | 19.72%
| total = | 78.85% |  | 42.59% |  |  | Estimated HW waste gphd = | 9.08
[6 empty] | HW waste distribution: | % | gpd
| % of fixtures to showers | 56.98% |  | 53.69% |  | showers | 45% | 4.086
| % of fixtures to faucets | 43.02% |  | 46.31% |  | faucets | 34% | 3.0872
|  | 100% |  | 100% |  | CW | 11% | 0.9988
[6 empty] | DW | 10% | 0.908
[6 empty] | Total | 100% | 9.08

## peak&net_data (hidden)
| Averages: | 6.6053 | 2.7082 | 3.8971 | 11.3695
Postal | Peak_Month | Eto | RF | Net_Peak | Net_Annual
1 | jun | 3.5107 | 1.5573 | 1.9534 | 0.062612
2 | jun | 4.04 | 1.1089 | 2.9311 | 8.1185
3 | jun | 3.0875 | 1.9319 | 1.1556 | -8.22
4 | may | 2.6244 | 1.2988 | 1.3256 | -6.6133
5 | may | 2.7681 | 1.0418 | 1.7263 | -4.8495
6 | may | 2.898 | 0.71341 | 2.1845 | 0.13109
7 | jun | 2.8315 | 0.70087 | 2.1306 | 5.6651
9 | may | 2.5429 | 0.81165 | 1.7313 | -2.9494
10 | jun | 3.1846 | 1.1323 | 2.0523 | 3.4873
11 | jun | 3.1769 | 1.6386 | 1.5384 | -16.6706
12 | jul | 7.9784 | 0.066535 | 7.9119 | 19.5336
14 | jun | 12.3846 | 0.002601 | 12.382 | 88.1425
15 | jun | 10.6042 | 0.22995 | 10.3743 | 59.1798
16 | jul | 9.0192 | 0.016163 | 9.0031 | 51.292
17 | jul | 6.8007 | 0.24403 | 6.5566 | 21.2674
18 | jul | 6.9152 | 0.000767 | 6.9144 | 39.1341
19 | jul | 8.6884 | 0.15494 | 8.5334 | 40.554
20 | jul | 7.2045 | 0.14295 | 7.0616 | 20.5489
22 | jul | 5.8308 | 0.002852 | 5.828 | 3.056
26 | jul | 7.7617 | 0.14996 | 7.6117 | 37.5169
27 | jun | 6.607 | 1.6155 | 4.9914 | 31.9971
28 | jul | 8.1337 | 0.11473 | 8.019 | 30.3226
29 | jul | 8.7664 | 0.003276 | 8.7631 | 6.4765
31 | jul | 7.6536 | 0.073332 | 7.5803 | 14.7721
32 | jul | 6.0486 | 0.002636 | 6.0459 | 31.9654
33 | jul | 7.5583 | 0.10366 | 7.4547 | 21.8511
34 | jul | 6.7645 | 0.14411 | 6.6204 | 6.479
35 | jul | 7.5245 | 0.12241 | 7.4021 | 12.1049
37 | jul | 6.2286 | 0.011204 | 6.2174 | -6.3326
38 | jul | 8.684 | 0.012889 | 8.6711 | 12.0018
39 | jul | 6.2328 | 0.019216 | 6.2136 | -3.9594
40 | jul | 6.9576 | 0.12987 | 6.8278 | 15.2185
41 | apr | 6.5476 | 2.1942 | 4.3534 | 14.3429
42 | apr | 6.1328 | 1.7252 | 4.4077 | 17.5035
43 | apr | 6.5928 | 1.9363 | 4.6565 | 15.4589
44 | jul | 7.1137 | 0.10479 | 7.0089 | 16.1297
45 | apr | 5.8534 | 2.2112 | 3.6422 | 10.3162
47 | jul | 6.5013 | 0.00408 | 6.4972 | -1.5675
48 | jul | 6.5106 | 0.001927 | 6.5087 | 2.2439
49 | jul | 5.9697 | 0.12421 | 5.8455 | -10.4554
50 | jul | 6.3183 | 0.0725 | 6.2458 | -4.7895
51 | jul | 7.4581 | 0.034019 | 7.4241 | 9.3278
52 | jul | 7.8064 | 0.01653 | 7.7899 | 11.22
53 | apr | 6.4871 | 2.1382 | 4.3488 | 14.6336
54 | jul | 5.8767 | 0.07161 | 5.8051 | -10.1928
55 | jul | 6.3008 | 0.07183 | 6.229 | -3.7034
56 | jul | 9.9732 | 0.15071 | 9.8225 | 46.2052
57 | jul | 4.4324 | 0.000728 | 4.4317 | 29.2366
58 | jul | 6.936 | 0.13125 | 6.8048 | 16.7498
59 | may | 4.3585 | 2.4681 | 1.8904 | 3.914
60 | may | 4.16 | 2.657 | 1.503 | 1.767
63 | jul | 8.0053 | 1.0673 | 6.9381 | 33.4213
64 | jun | 9.651 | 0.53371 | 9.1173 | 52.2642
65 | jul | 7.8599 | 0.026808 | 7.8331 | 5.1989
66 | jun | 10.723 | 0.45367 | 10.2693 | 66.7503
67 | jul | 9.7701 | 1.7795 | 7.9906 | 41.8612
68 | jul | 4.9035 | 0.43049 | 4.473 | -28.0512
69 | jul | 6.439 | 0.38428 | 6.0548 | -14.4057
70 | jul | 5.9654 | 0.50801 | 5.4574 | -32.5211
71 | jul | 8.3188 | 1.0914 | 7.2275 | 28.6714
72 | jul | 4.5217 | 1.7024 | 2.8193 | -29.0651
73 | jul | 8.7751 | 0.089735 | 8.6854 | 43.1758
74 | jul | 6.4464 | 0.37027 | 6.0762 | 3.0041
76 | jul | 4.6971 | 1.1312 | 3.566 | -7.2811
77 | jul | 6.0597 | 0.4694 | 5.5903 | -32.1051
84 | apr | 5.0787 | 2.8344 | 2.2443 | 1.156
87 | apr | 6.1822 | 1.6966 | 4.4856 | 17.8406
97 | apr | 6.5533 | 1.7345 | 4.8188 | 17.1224
98 | apr | 6.5735 | 1.6165 | 4.957 | 19.086
100 | jul | 9.1077 | 0.72227 | 8.3855 | 30.8077
116 | apr | 5.1204 | 3.0461 | 2.0742 | -0.66487
119 | may | 6.1772 | 4.12 | 2.0571 | 1.4522
120 | apr | 5.2616 | 3.1948 | 2.0667 | 0.32312
121 | may | 6.177 | 3.9538 | 2.2231 | 2.1543
125 | jun | 4.4611 | 3.3974 | 1.0637 | -11.9203
126 | jul | 4.284 | 4.05 | 0.23405 | -17.2603
127 | jul | 4.6259 | 3.2448 | 1.3812 | -14.4935
128 | jul | 4.2329 | 4.3244 | -0.091448 | -22.8855
130 | jun | 4.6035 | 3.2776 | 1.3259 | -10.9399
132 | jul | 4.3672 | 4.0445 | 0.32272 | -15.5193
133 | jul | 4.4144 | 3.786 | 0.6284 | -15.7985
134 | jun | 4.4614 | 3.0673 | 1.3942 | -14.6778
135 | jun | 4.414 | 3.5903 | 0.82366 | -12.2354
137 | jun | 4.6377 | 3.1944 | 1.4434 | -9.3288
138 | jun | 4.6248 | 3.1515 | 1.4733 | -10.6635
139 | jul | 4.3946 | 3.8805 | 0.51411 | -19.4601
141 | jun | 4.5746 | 3.0957 | 1.4789 | -12.5005
148 | jun | 4.6591 | 3.069 | 1.5902 | -10.1671
151 | jul | 4.4499 | 3.1004 | 1.3495 | -14.8241
152 | jun | 5.7157 | 2.7512 | 2.9645 | 4.9519
157 | jul | 6.1872 | 2.624 | 3.5632 | 1.2254
160 | jul | 4.8668 | 3.6853 | 1.1814 | -1.7259
161 | jul | 4.9688 | 3.6969 | 1.2719 | -0.35596
164 | jul | 5.7613 | 3.2666 | 2.4947 | 11.624
165 | may | 4.6675 | 2.282 | 2.3855 | 10.5279
166 | jul | 5.7874 | 3.3005 | 2.4868 | 10.9372
168 | jul | 4.456 | 3.9405 | 0.51547 | -19.4813
172 | jul | 4.5507 | 4.0074 | 0.54326 | -18.2457
173 | jul | 4.3729 | 4.2579 | 0.11502 | -23.0976
174 | jul | 4.3774 | 4.2674 | 0.11 | -22.786
176 | jul | 4.341 | 4.2815 | 0.059573 | -24.0113
177 | jul | 4.2241 | 4.4113 | -0.18718 | -27.2661
179 | jul | 4.3444 | 4.2936 | 0.050723 | -23.5243
180 | jul | 4.3506 | 4.2193 | 0.13134 | -22.9738
181 | jul | 4.4439 | 4.1116 | 0.33226 | -19.8774
182 | jul | 4.3936 | 4.2435 | 0.15012 | -21.9828
183 | jul | 4.3379 | 4.1927 | 0.14521 | -23.3221
184 | jul | 4.4038 | 4.0736 | 0.33025 | -21.0675
185 | jul | 4.572 | 3.8594 | 0.71261 | -14.679
188 | jul | 7.6943 | 1.0139 | 6.6803 | 41.2462
195 | jul | 3.9821 | 1.0933 | 2.8888 | -48.8897
197 | jun | 12.866 | 0.009716 | 12.8563 | 89.0044
198 | jun | 3.518 | 1.8758 | 1.6421 | -12.6153
199 | jun | 11.9038 | 0.09793 | 11.8059 | 68.5278
1001 | jul | 6.1665 | 3.0467 | 3.1198 | 1.3307
1002 | jul | 5.9116 | 3.4353 | 2.4763 | -2.473
1003 | jul | 5.9929 | 3.4309 | 2.5621 | -1.3966
1005 | jul | 5.7307 | 3.5438 | 2.1869 | -5.4984
1007 | jul | 5.9376 | 3.3535 | 2.5841 | -2.0013
1008 | jul | 5.6527 | 3.5209 | 2.1318 | -6.5721
1010 | jul | 5.8059 | 3.5245 | 2.2815 | -4.5562
1011 | jul | 5.5797 | 3.5733 | 2.0064 | -7.5444
1012 | jul | 5.6806 | 3.5207 | 2.1599 | -6.0446
1013 | jul | 6.1047 | 3.1013 | 3.0034 | 0.82181
1020 | jul | 6.0923 | 3.1168 | 2.9755 | 0.73774
1022 | jul | 6.0716 | 3.1491 | 2.9225 | 0.41994
1026 | jul | 5.5274 | 3.6213 | 1.9061 | -8.287
1027 | jul | 5.8709 | 3.367 | 2.5038 | -3.1111
1028 | jul | 6.0864 | 3.1601 | 2.9263 | 0.058106
1030 | jul | 6.1631 | 3.0686 | 3.0945 | 1.0021
1031 | jul | 5.7912 | 3.5042 | 2.287 | -4.2583
1032 | jul | 5.598 | 3.5873 | 2.0107 | -7.1662
1033 | jul | 6.0238 | 3.2382 | 2.7856 | -0.40465
1034 | jul | 5.7059 | 3.4821 | 2.2238 | -5.964
1035 | jul | 6.048 | 3.3503 | 2.6978 | -0.38026
1036 | jul | 6.0014 | 3.2885 | 2.7129 | -1.4791
1038 | jul | 6.0262 | 3.4065 | 2.6197 | -0.89662
1039 | jul | 5.8267 | 3.4874 | 2.3392 | -3.8005
1040 | jul | 6.0552 | 3.1729 | 2.8824 | 0.000758
1050 | jul | 5.7196 | 3.4793 | 2.2403 | -5.5206
1053 | jul | 5.8327 | 3.4329 | 2.3998 | -3.6941
1054 | jul | 5.895 | 3.494 | 2.401 | -2.6229
1056 | jul | 6.0258 | 3.2374 | 2.7884 | -0.67275
1057 | jul | 5.8901 | 3.4249 | 2.4652 | -3.2153
1060 | jul | 6.0001 | 3.3154 | 2.6846 | -0.96945
1062 | jul | 5.9091 | 3.372 | 2.5371 | -2.5035
1068 | jul | 5.7492 | 3.5397 | 2.2095 | -5.6873
1069 | jul | 5.8829 | 3.4132 | 2.4696 | -2.9235
1070 | jul | 5.4722 | 3.6509 | 1.8213 | -9.0126
1071 | jul | 5.8246 | 3.3837 | 2.441 | -4.07
1072 | jul | 5.7999 | 3.5247 | 2.2752 | -4.0643
1073 | jul | 5.9683 | 3.2801 | 2.6882 | -1.7781
1075 | jul | 6.058 | 3.1841 | 2.8739 | 0.33558
1077 | jul | 6.0807 | 3.1617 | 2.919 | -0.53266
1080 | jul | 5.9516 | 3.3389 | 2.6127 | -1.9772
1081 | jul | 5.7956 | 3.5542 | 2.2415 | -4.8533
1082 | jul | 5.8437 | 3.4479 | 2.3958 | -3.252
1084 | jul | 5.6023 | 3.5742 | 2.0281 | -7.2607
1085 | jul | 6.0053 | 3.2327 | 2.7726 | -1.4234
1088 | jul | 5.9333 | 3.4492 | 2.4841 | -2.2847
1089 | jul | 6.1207 | 3.0965 | 3.0242 | 0.70802
1092 | jul | 5.8172 | 3.4885 | 2.3287 | -3.9477
1095 | jul | 6.0208 | 3.2544 | 2.7664 | -1.0426
1096 | jul | 5.6677 | 3.5462 | 2.1215 | -6.127
1098 | jul | 5.5251 | 3.6201 | 1.905 | -8.386
1103 | jul | 6.1469 | 3.0435 | 3.1034 | 1.3865
1104 | jul | 6.118 | 3.0845 | 3.0335 | 0.99305
1105 | jul | 6.1472 | 3.042 | 3.1051 | 1.4019
1106 | jul | 6.1568 | 3.0609 | 3.0959 | 1.2685
1107 | jul | 6.1333 | 3.0668 | 3.0666 | 1.126
1108 | jul | 6.1382 | 3.0629 | 3.0753 | 1.1279
1109 | jul | 6.1139 | 3.0947 | 3.0192 | 0.83359
1118 | jul | 6.1068 | 3.1133 | 2.9935 | 0.55126
1119 | jul | 6.0831 | 3.1477 | 2.9354 | 0.22116
1128 | jul | 6.0762 | 3.1672 | 2.909 | -0.081045
1129 | jul | 6.0656 | 3.18 | 2.8856 | -0.16542
1151 | jul | 6.0692 | 3.1661 | 2.9032 | 0.086177
1201 | jul | 5.4875 | 3.5979 | 1.8896 | -7.8573
1220 | jul | 5.3305 | 3.7056 | 1.6249 | -10.9184
1222 | jul | 5.6245 | 3.6049 | 2.0196 | -6.7537
1223 | jul | 5.4279 | 3.664 | 1.7639 | -9.4357
1224 | jul | 5.3975 | 3.6583 | 1.7392 | -9.5764
1225 | jul | 5.3531 | 3.6939 | 1.6591 | -10.5272
1226 | jul | 5.3776 | 3.6795 | 1.6981 | -9.9943
1230 | jul | 5.6092 | 3.5956 | 2.0136 | -6.765
1235 | jul | 5.3812 | 3.6946 | 1.6865 | -10.2691
1236 | jul | 5.6134 | 3.5818 | 2.0316 | -6.4408
1237 | jul | 5.3967 | 3.6504 | 1.7462 | -9.6167
1238 | jul | 5.513 | 3.6224 | 1.8906 | -8.1706
1240 | jul | 5.5246 | 3.5898 | 1.9347 | -7.3901
1243 | jul | 5.4765 | 3.6432 | 1.8333 | -9.0328
1245 | jul | 5.5532 | 3.6143 | 1.9389 | -7.8885
1247 | jul | 5.3118 | 3.7118 | 1.6 | -11.2241
1253 | jul | 5.5007 | 3.6366 | 1.8641 | -8.7862
1254 | jul | 5.589 | 3.5668 | 2.0222 | -6.5163
1255 | jul | 5.5773 | 3.6055 | 1.9718 | -7.9177
1256 | jul | 5.3577 | 3.7069 | 1.6508 | -10.6407
1257 | jul | 5.6223 | 3.6105 | 2.0118 | -6.6637
1258 | jul | 5.6717 | 3.5962 | 2.0755 | -5.3941
1259 | jul | 5.6167 | 3.5919 | 2.0249 | -7.0046
1262 | jul | 5.5753 | 3.5916 | 1.9837 | -7.0464
1266 | jul | 5.6109 | 3.5739 | 2.037 | -6.3443
1267 | jul | 5.4366 | 3.5957 | 1.8409 | -8.6446
1270 | jul | 5.3614 | 3.706 | 1.6555 | -10.5875
1301 | jul | 5.8541 | 3.4848 | 2.3692 | -2.4935
1330 | jul | 5.5884 | 3.5958 | 1.9926 | -7.2118
1331 | jul | 5.738 | 3.5426 | 2.1954 | -4.8068
1337 | jul | 5.789 | 3.5043 | 2.2847 | -3.3835
1338 | jul | 5.597 | 3.596 | 2.001 | -6.9908
1339 | jul | 5.4475 | 3.666 | 1.7815 | -9.2789
1340 | jul | 5.5654 | 3.6109 | 1.9545 | -7.1491
1341 | jul | 5.7626 | 3.5258 | 2.2368 | -4.5244
1342 | jul | 5.916 | 3.4712 | 2.4448 | -1.8686
1343 | jul | 5.3419 | 3.7166 | 1.6253 | -10.9346
1344 | jul | 5.8007 | 3.5268 | 2.2739 | -3.5189
1346 | jul | 5.4587 | 3.6629 | 1.7958 | -9.0352
1349 | jul | 5.8605 | 3.503 | 2.3574 | -2.6859
1350 | jul | 5.291 | 3.7446 | 1.5464 | -11.7808
1351 | jul | 5.9037 | 3.4842 | 2.4195 | -2.1035
1354 | jul | 5.8516 | 3.49 | 2.3616 | -2.5045
1355 | jul | 5.8005 | 3.5078 | 2.2927 | -3.9256
1360 | jul | 5.8129 | 3.4993 | 2.3136 | -2.9197
1364 | jul | 5.754 | 3.5351 | 2.2189 | -4.0813
1366 | jul | 5.781 | 3.5152 | 2.2659 | -4.2553
1367 | jul | 5.3371 | 3.7245 | 1.6126 | -11.043
1368 | jul | 5.655 | 3.5615 | 2.0934 | -5.2629
1370 | jul | 5.6652 | 3.5676 | 2.0976 | -5.809
1373 | jul | 5.9579 | 3.4683 | 2.4897 | -1.7358
1375 | jul | 6.0017 | 3.4582 | 2.5434 | -1.0944
1376 | jul | 5.9048 | 3.4707 | 2.4341 | -1.7205
1378 | jul | 5.7521 | 3.5235 | 2.2286 | -3.6921
1379 | jul | 5.7899 | 3.5382 | 2.2517 | -3.9808
1420 | jul | 5.7695 | 3.4186 | 2.3509 | -5.2444
1430 | jul | 5.6274 | 3.5483 | 2.0792 | -6.9017
1431 | jul | 5.7184 | 3.437 | 2.2814 | -5.3522
1432 | jul | 5.9604 | 3.2154 | 2.745 | -2.737
1434 | jul | 5.9415 | 3.2497 | 2.6918 | -3.2314
1436 | jul | 5.6718 | 3.5733 | 2.0985 | -6.1344
1440 | jul | 5.67 | 3.5612 | 2.1088 | -6.7009
1450 | jul | 5.9524 | 3.2032 | 2.7491 | -2.3682
1451 | jul | 5.9716 | 3.2371 | 2.7345 | -3.19
1452 | jul | 5.703 | 3.5534 | 2.1496 | -6.41
1453 | jul | 5.8343 | 3.3618 | 2.4725 | -4.715
1460 | jul | 5.9981 | 3.1784 | 2.8197 | -2.4698
1462 | jul | 5.8557 | 3.3129 | 2.5427 | -3.8382
1463 | jul | 5.9219 | 3.2218 | 2.7002 | -2.2496
1464 | jul | 5.911 | 3.2622 | 2.6488 | -3.243
1468 | jul | 5.6845 | 3.5692 | 2.1153 | -6.2707
1469 | jul | 5.8585 | 3.2909 | 2.5676 | -3.2187
1473 | jul | 5.7067 | 3.5205 | 2.1862 | -6.5682
1474 | jul | 5.8138 | 3.3384 | 2.4755 | -3.8852
1475 | jul | 5.6244 | 3.5726 | 2.0518 | -6.4173
1501 | jul | 5.8505 | 3.4651 | 2.3854 | -5.182
1503 | jul | 5.9557 | 3.2991 | 2.6566 | -4.1082
1504 | jul | 6.0331 | 3.2397 | 2.7934 | -2.7792
1505 | jul | 5.9123 | 3.3436 | 2.5687 | -4.5632
1506 | jul | 5.8138 | 3.5246 | 2.2892 | -4.7841
1507 | jul | 5.8355 | 3.5108 | 2.3246 | -5.0426
1510 | jul | 5.9204 | 3.3129 | 2.6076 | -4.4524
1515 | jul | 5.8093 | 3.5272 | 2.2822 | -5.0869
1516 | jul | 5.9068 | 3.4095 | 2.4973 | -4.762
1518 | jul | 5.8103 | 3.542 | 2.2683 | -4.8887
1519 | jul | 5.9528 | 3.3556 | 2.5972 | -4.0795
1520 | jul | 5.8036 | 3.4712 | 2.3324 | -5.7895
1521 | jul | 5.8009 | 3.5611 | 2.2398 | -4.9929
1522 | jul | 5.7824 | 3.4813 | 2.3011 | -6.0907
1523 | jul | 5.9119 | 3.2957 | 2.6161 | -4.0265
1524 | jul | 5.7729 | 3.5265 | 2.2464 | -5.9311
1527 | jul | 5.9014 | 3.415 | 2.4864 | -4.732
1529 | jul | 6.0143 | 3.2673 | 2.747 | -3.133
1531 | jul | 5.7831 | 3.5173 | 2.2658 | -4.8002
1532 | jul | 5.9556 | 3.3199 | 2.6357 | -4.064
1534 | jul | 5.9721 | 3.3332 | 2.6389 | -3.7647
1535 | jul | 5.798 | 3.522 | 2.276 | -5.0119
1536 | jul | 5.9467 | 3.3627 | 2.5839 | -4.171
1537 | jul | 5.8345 | 3.4939 | 2.3405 | -5.2561
1540 | jul | 5.8743 | 3.4636 | 2.4107 | -4.889
1541 | jul | 5.7542 | 3.494 | 2.2602 | -6.3076
1542 | jul | 5.801 | 3.5128 | 2.2883 | -5.6157
1543 | jul | 5.7366 | 3.5387 | 2.1979 | -6.3115
1545 | jul | 5.9323 | 3.3601 | 2.5723 | -4.3428
1550 | jul | 5.836 | 3.5372 | 2.2988 | -4.9287
1560 | jul | 5.9505 | 3.3585 | 2.592 | -4.1123
1562 | jul | 5.7846 | 3.5285 | 2.2561 | -5.5431
1564 | jul | 5.8531 | 3.3681 | 2.485 | -5.0505
1566 | jul | 5.8146 | 3.5476 | 2.2671 | -5.0122
1568 | jul | 5.9893 | 3.3123 | 2.6771 | -3.5109
1569 | jul | 5.9755 | 3.322 | 2.6536 | -3.7281
1570 | jul | 5.8965 | 3.4487 | 2.4478 | -4.6719
1571 | jul | 5.883 | 3.4834 | 2.3995 | -4.5901
1581 | jul | 5.9758 | 3.3203 | 2.6555 | -3.7746
1583 | jul | 5.8629 | 3.3896 | 2.4733 | -5.1294
1585 | jul | 5.8145 | 3.4996 | 2.3149 | -4.2763
1588 | jul | 5.9567 | 3.3515 | 2.6053 | -4.0064
1590 | jul | 5.9097 | 3.4082 | 2.5016 | -4.6912
1602 | jul | 5.8202 | 3.4739 | 2.3463 | -5.5338
1603 | jul | 5.8318 | 3.4717 | 2.3601 | -5.387
1604 | jul | 5.9071 | 3.4017 | 2.5054 | -4.6418
1605 | jul | 5.8759 | 3.4147 | 2.4612 | -4.9705
1606 | jul | 5.8641 | 3.4149 | 2.4492 | -5.104
1607 | jul | 5.8892 | 3.4226 | 2.4666 | -4.8285
1608 | jul | 5.8703 | 3.4312 | 2.4391 | -5.01
1609 | jul | 5.8323 | 3.4573 | 2.375 | -5.4319
1610 | jul | 5.8657 | 3.4404 | 2.4252 | -5.0516
1611 | jul | 5.8063 | 3.4969 | 2.3094 | -5.6298
1612 | jul | 5.7546 | 3.5331 | 2.2215 | -6.1862
1701 | jul | 6.111 | 3.1796 | 2.9314 | -2.0044
1702 | jul | 6.1303 | 3.1916 | 2.9387 | -1.7803
1718 | jul | 6.0296 | 3.1425 | 2.887 | -2.1465
1719 | jul | 6.0041 | 3.2017 | 2.8024 | -2.8277
1720 | jul | 6.0427 | 3.1496 | 2.8931 | -2.2811
1721 | jul | 6.1058 | 3.2256 | 2.8801 | -2.105
1730 | jul | 6.0391 | 2.9993 | 3.0399 | -1.4879
1731 | jul | 6.0581 | 2.9806 | 3.0775 | -1.5374
1740 | jul | 5.9673 | 3.2715 | 2.6958 | -3.8202
1741 | jul | 6.0253 | 3.0821 | 2.9431 | -1.8029
1742 | jul | 6.0656 | 3.076 | 2.9896 | -1.8827
1745 | jul | 6.0658 | 3.2406 | 2.8253 | -2.6502
1746 | jul | 6.1143 | 3.2083 | 2.906 | -1.8746
1747 | jul | 6.037 | 3.2593 | 2.7776 | -2.7646
1748 | jul | 6.0353 | 3.2756 | 2.7597 | -2.9531
1749 | jul | 6.0143 | 3.2444 | 2.7699 | -3.3832
1752 | jul | 6.0167 | 3.2565 | 2.7602 | -3.3129
1754 | jul | 6.0644 | 3.1606 | 2.9038 | -2.4756
1756 | jul | 6.0293 | 3.2638 | 2.7655 | -2.8389
1757 | jul | 6.0464 | 3.2558 | 2.7906 | -2.691
1760 | jul | 6.138 | 3.0939 | 3.0441 | -1.3965
1770 | jul | 6.148 | 3.142 | 3.0059 | -1.3631
1772 | jul | 6.0349 | 3.2599 | 2.7749 | -3.0371
1773 | jul | 6.0812 | 2.9976 | 3.0836 | -1.6716
1775 | jul | 6.0299 | 3.2055 | 2.8245 | -2.9973
1776 | jul | 6.0985 | 3.1422 | 2.9563 | -2.0984
1778 | jul | 6.1131 | 3.0748 | 3.0383 | -1.6691
1801 | jul | 6.0903 | 2.8337 | 3.2566 | -0.064689
1803 | jul | 6.0575 | 2.9114 | 3.1461 | -0.76407
1810 | jul | 6.0151 | 2.9862 | 3.0289 | -0.65634
1821 | jul | 6.0152 | 3.006 | 3.0092 | -1.2829
1824 | jul | 5.9957 | 3.105 | 2.8907 | -1.7425
1826 | jul | 5.987 | 3.1008 | 2.8862 | -1.1219
1827 | jul | 5.9623 | 3.1699 | 2.7924 | -1.6511
1830 | jul | 5.9513 | 2.9784 | 2.9729 | -0.76599
1832 | jul | 5.9596 | 3.0409 | 2.9188 | -0.85632
1833 | jul | 5.9667 | 2.8789 | 3.0878 | -0.4321
1834 | jul | 5.9668 | 2.9311 | 3.0357 | -0.58383
1835 | jul | 5.9987 | 3.0023 | 2.9964 | -0.65455
1840 | jul | 6.0052 | 3.028 | 2.9771 | -0.69943
1841 | jul | 6.0029 | 3.0361 | 2.9667 | -0.73237
1843 | jul | 6.0077 | 3.0161 | 2.9916 | -0.69865
1844 | jul | 5.9907 | 3.0671 | 2.9236 | -0.82053
1845 | jul | 6.0261 | 2.9394 | 3.0867 | -0.37702
1850 | jul | 5.9891 | 3.0917 | 2.8974 | -1.2285
1851 | jul | 5.9908 | 3.1002 | 2.8906 | -1.4647
1852 | jul | 5.9913 | 3.08 | 2.9113 | -1.3124
1854 | jul | 5.9889 | 3.1093 | 2.8795 | -1.3852
1860 | jul | 5.9043 | 2.9485 | 2.9559 | -0.88332
1862 | jul | 6.002 | 3.057 | 2.945 | -1.5052
1863 | jul | 5.9896 | 3.128 | 2.8616 | -1.6207
1864 | jul | 6.0519 | 2.8618 | 3.19 | -0.076939
1867 | jul | 6.0799 | 2.8245 | 3.2553 | 0.20934
1876 | jul | 6.002 | 3.0222 | 2.9798 | -1.044
1879 | jul | 5.981 | 3.1435 | 2.8375 | -1.4938
1880 | jul | 6.1155 | 2.7462 | 3.3694 | 0.80088
1886 | jul | 5.992 | 3.1525 | 2.8395 | -2.0687
1887 | jul | 6.0396 | 2.9209 | 3.1187 | -0.54345
1890 | jul | 6.119 | 2.7823 | 3.3367 | 0.29659
1901 | jul | 6.1622 | 2.6315 | 3.5307 | 1.2443
1902 | jul | 6.1541 | 2.6361 | 3.5181 | 1.1628
1904 | jul | 6.1355 | 2.6689 | 3.4666 | 0.99792
1905 | jul | 6.1476 | 2.6618 | 3.4858 | 1.1274
1906 | jul | 6.1483 | 2.676 | 3.4723 | 1.1652
1907 | jul | 6.1926 | 2.5906 | 3.602 | 1.4687
1908 | jul | 6.1946 | 2.5918 | 3.6028 | 1.504
1913 | jul | 5.8775 | 2.8937 | 2.9838 | -0.91069
1915 | jul | 6.0345 | 2.6949 | 3.3396 | 0.19614
1921 | jul | 6.0103 | 2.8822 | 3.1281 | -0.27862
1922 | jul | 5.9099 | 2.8342 | 3.0757 | -0.55082
1923 | jul | 6.0657 | 2.7338 | 3.3319 | 0.35022
1929 | jul | 5.9249 | 2.6701 | 3.2548 | -0.47852
1930 | jul | 5.919 | 2.634 | 3.285 | -0.56043
1938 | jul | 5.9361 | 2.7407 | 3.1954 | -0.36732
1940 | jul | 6.0928 | 2.765 | 3.3278 | 0.52432
1944 | jul | 5.9272 | 2.6397 | 3.2875 | -0.50642
1945 | jul | 6.1219 | 2.6571 | 3.4648 | 0.87306
1949 | jul | 6.0471 | 2.8155 | 3.2316 | 0.057517
1950 | jul | 5.8759 | 2.8394 | 3.0365 | -0.7985
1951 | jul | 5.8759 | 2.7826 | 3.0933 | -0.72376
1952 | jul | 5.8408 | 2.8324 | 3.0084 | -1.0367
1960 | jul | 6.0987 | 2.7154 | 3.3833 | 0.62871
1969 | jul | 5.9312 | 2.7972 | 3.134 | -0.4029
1970 | jul | 6.0967 | 2.6798 | 3.4169 | 0.66283
1982 | jul | 5.9824 | 2.7132 | 3.2692 | -0.10797
1983 | jul | 6.0183 | 2.776 | 3.2423 | 0.039499
1984 | jul | 6.0158 | 2.7067 | 3.3092 | 0.08176
1985 | jul | 5.9175 | 2.8966 | 3.0209 | -0.6977
2019 | jul | 6.063 | 3.2145 | 2.8485 | -2.3059
2021 | jul | 6.1019 | 2.8685 | 3.2334 | -0.41578
2025 | jul | 6.097 | 2.5661 | 3.5309 | -0.083724
2026 | jul | 6.1372 | 2.8752 | 3.262 | -0.42713
2030 | jul | 6.1279 | 3.0287 | 3.0992 | -1.2283
2032 | jul | 6.0808 | 2.998 | 3.0828 | -1.1688
2035 | jun | 5.6418 | 2.664 | 2.9778 | -1.5688
2038 | jul | 6.0843 | 3.1793 | 2.905 | -1.9071
2043 | jul | 6.1559 | 2.5718 | 3.5841 | 0.52862
2045 | jul | 6.2003 | 2.5429 | 3.6574 | 1.2034
2048 | jun | 5.6359 | 2.6454 | 2.9905 | -1.6125
2050 | jul | 5.9732 | 2.7088 | 3.2644 | -2.5253
2052 | jul | 6.1084 | 3.0751 | 3.0333 | -1.3914
2053 | jul | 6.1064 | 3.1956 | 2.9108 | -1.8449
2054 | jul | 6.1148 | 3.1375 | 2.9772 | -1.5333
2056 | jul | 6.0808 | 3.1224 | 2.9584 | -1.631
2061 | jul | 6.0606 | 2.6337 | 3.4269 | -0.93206
2062 | jul | 6.1014 | 2.9468 | 3.1546 | -0.87344
2066 | jul | 6.0399 | 2.5911 | 3.4487 | -0.87498
2067 | jul | 6.055 | 2.9985 | 3.0566 | -1.2072
2071 | jul | 6.0582 | 3.0876 | 2.9705 | -1.5612
2072 | jul | 6.0622 | 2.8988 | 3.1634 | -0.74451
2081 | jul | 6.0791 | 3.0507 | 3.0284 | -1.4062
2090 | jul | 6.1188 | 2.944 | 3.1747 | -0.87513
2093 | jul | 6.0667 | 3.1433 | 2.9234 | -1.8101
2108 | jul | 6.1786 | 2.6644 | 3.5141 | 1.3507
2109 | jul | 6.1813 | 2.6519 | 3.5294 | 1.3995
2110 | jul | 6.18 | 2.6571 | 3.5229 | 1.3507
2111 | jul | 6.1791 | 2.6608 | 3.5183 | 1.3108
2113 | jul | 6.1808 | 2.6537 | 3.5271 | 1.3712
2114 | jul | 6.1789 | 2.6611 | 3.5178 | 1.3937
2115 | jul | 6.1678 | 2.7043 | 3.4635 | 1.0062
2116 | jul | 6.1752 | 2.6761 | 3.4991 | 1.2665
2118 | jul | 6.1757 | 2.6754 | 3.5003 | 1.2225
2119 | jul | 6.1709 | 2.6966 | 3.4743 | 1.0526
2120 | jul | 6.1657 | 2.7138 | 3.452 | 0.90554
2121 | jul | 6.1691 | 2.706 | 3.4631 | 0.94173
2122 | jul | 6.175 | 2.6782 | 3.4969 | 1.0027
2124 | jul | 6.1709 | 2.6982 | 3.4727 | 0.89774
2125 | jul | 6.1763 | 2.6731 | 3.5032 | 1.1222
2126 | jul | 6.1639 | 2.7341 | 3.4298 | 0.65369
2127 | jul | 6.1809 | 2.6535 | 3.5275 | 1.2419
2128 | jul | 6.1879 | 2.6268 | 3.5611 | 1.4549
2129 | jul | 6.1807 | 2.6528 | 3.5279 | 1.4812
2130 | jul | 6.1589 | 2.7479 | 3.411 | 0.57592
2131 | jul | 6.155 | 2.7761 | 3.3789 | 0.32664
2132 | jul | 6.1437 | 2.8331 | 3.3106 | -0.14246
2134 | jul | 6.1539 | 2.7453 | 3.4087 | 0.59239
2135 | jul | 6.1417 | 2.7899 | 3.3518 | 0.14916
2136 | jul | 6.1524 | 2.797 | 3.3554 | 0.14942
2138 | jul | 6.1491 | 2.7465 | 3.4027 | 0.54949
2139 | jul | 6.1666 | 2.7027 | 3.4639 | 1.0362
2140 | jul | 6.1518 | 2.7336 | 3.4183 | 0.6803
2141 | jul | 6.1768 | 2.6677 | 3.5091 | 1.3798
2142 | jul | 6.175 | 2.6751 | 3.4999 | 1.3122
2143 | jul | 6.169 | 2.6884 | 3.4805 | 1.1899
2144 | jul | 6.1559 | 2.717 | 3.4389 | 0.85549
2145 | jul | 6.1752 | 2.6691 | 3.506 | 1.4096
2148 | jul | 6.1727 | 2.6549 | 3.5178 | 1.5263
2149 | jul | 6.1839 | 2.6382 | 3.5457 | 1.625
2150 | jul | 6.187 | 2.6305 | 3.5566 | 1.5644
2151 | jul | 6.186 | 2.6232 | 3.5628 | 1.5622
2152 | jul | 6.1937 | 2.6049 | 3.5888 | 1.4614
2155 | jul | 6.1568 | 2.7029 | 3.4539 | 1.0733
2163 | jul | 6.1533 | 2.741 | 3.4123 | 0.62634
2169 | jul | 6.1709 | 2.6659 | 3.505 | 0.76001
2170 | jul | 6.1803 | 2.6496 | 3.5307 | 0.95002
2171 | jul | 6.1815 | 2.647 | 3.5345 | 1.0487
2176 | jul | 6.1535 | 2.6841 | 3.4693 | 1.2861
2180 | jul | 6.1283 | 2.7411 | 3.3872 | 0.86645
2184 | jul | 6.1497 | 2.6834 | 3.4663 | 0.43189
2186 | jul | 6.1545 | 2.7468 | 3.4077 | 0.46214
2188 | jul | 6.163 | 2.6274 | 3.5357 | 0.58852
2189 | jul | 6.1737 | 2.59 | 3.5836 | 0.73264
2190 | jul | 6.1368 | 2.6597 | 3.4771 | 0.15185
2191 | jul | 6.1897 | 2.5804 | 3.6093 | 1.0173
2199 | jul | 6.1744 | 2.6795 | 3.4949 | 1.2636
2210 | jul | 6.1814 | 2.6514 | 3.53 | 1.3087
2215 | jul | 6.1664 | 2.707 | 3.4594 | 0.98398
2301 | jul | 6.0492 | 2.8771 | 3.1721 | -0.97407
2302 | jul | 6.0705 | 2.8017 | 3.2689 | -0.78392
2322 | jul | 6.0792 | 2.8245 | 3.2546 | -0.48291
2324 | jul | 6.0447 | 2.9602 | 3.0845 | -1.9201
2325 | jul | 6.0517 | 2.9156 | 3.1361 | -1.7471
2330 | jul | 5.9114 | 2.87 | 3.0414 | -4.1457
2332 | jul | 5.9641 | 2.7274 | 3.2367 | -2.7579
2333 | jul | 6.0687 | 2.8091 | 3.2596 | -1.2827
2338 | jul | 6.0246 | 2.8342 | 3.1904 | -2.3571
2339 | jul | 6.072 | 2.6621 | 3.4099 | -0.93557
2341 | jul | 6.053 | 2.7364 | 3.3166 | -1.5151
2343 | jul | 6.1088 | 2.7434 | 3.3654 | -0.16869
2346 | jul | 5.9894 | 2.9248 | 3.0646 | -3.0155
2347 | jul | 5.9874 | 2.9717 | 3.0157 | -2.58
2351 | jul | 6.1019 | 2.7158 | 3.3861 | -0.39887
2356 | jun | 5.6215 | 2.5747 | 3.0469 | -1.3052
2357 | jul | 6.0302 | 2.9583 | 3.0719 | -1.1833
2359 | jul | 6.0016 | 2.7326 | 3.269 | -2.2503
2360 | jul | 5.7775 | 2.7904 | 2.9872 | -4.7216
2364 | jul | 5.936 | 2.8419 | 3.0941 | -3.8275
2367 | jul | 5.9736 | 2.8661 | 3.1075 | -3.3211
2368 | jul | 6.1162 | 2.7745 | 3.3416 | 0.005303
2370 | jul | 6.1168 | 2.6512 | 3.4656 | -0.26829
2375 | jun | 5.5975 | 2.5771 | 3.0204 | -1.5468
2379 | jul | 6.0401 | 2.9573 | 3.0828 | -1.4697
2382 | jul | 6.0851 | 2.7284 | 3.3567 | -0.77842
2420 | jul | 6.0766 | 2.8912 | 3.1854 | -0.87483
2421 | jul | 6.0751 | 2.911 | 3.1642 | -1.2176
2445 | jul | 6.1515 | 2.768 | 3.3835 | 0.38886
2446 | jul | 6.1557 | 2.7444 | 3.4113 | 0.60741
2451 | jul | 6.0861 | 2.9266 | 3.1594 | -1.422
2452 | jul | 6.1009 | 2.8734 | 3.2275 | -0.91406
2453 | jul | 6.0988 | 2.9153 | 3.1835 | -1.1853
2458 | jul | 6.1257 | 2.8394 | 3.2863 | -0.36744
2459 | jul | 6.1288 | 2.8643 | 3.2645 | -0.49099
2460 | jul | 6.1155 | 2.8731 | 3.2424 | -0.71095
2461 | jul | 6.1226 | 2.8902 | 3.2323 | -0.72505
2462 | jul | 6.1043 | 2.9524 | 3.1519 | -1.3108
2464 | jul | 6.1184 | 2.9095 | 3.2089 | -0.89144
2465 | jul | 6.1074 | 2.9031 | 3.2044 | -1.0038
2466 | jul | 6.1009 | 2.9346 | 3.1664 | -1.2727
2467 | jul | 6.1413 | 2.8134 | 3.3279 | -0.02759
2468 | jul | 6.1113 | 2.9179 | 3.1933 | -1.0376
2472 | jul | 6.127 | 2.8199 | 3.3071 | -0.22238
2474 | jul | 6.1302 | 2.7743 | 3.3559 | 0.22081
2476 | jul | 6.1226 | 2.7972 | 3.3254 | -0.084155
2478 | jul | 6.1239 | 2.8084 | 3.3155 | -0.1812
2481 | jul | 6.1136 | 2.9845 | 3.129 | -1.3171
2482 | jul | 6.1243 | 3.0244 | 3.0999 | -1.3273
2492 | jul | 6.1249 | 2.9551 | 3.1698 | -1.0378
2493 | jul | 6.1035 | 2.9989 | 3.1046 | -1.4992
2494 | jul | 6.1173 | 2.9322 | 3.1851 | -1.036
2532 | jul | 5.679 | 2.6227 | 3.0563 | -4.3653
2535 | jul | 5.7158 | 2.5158 | 3.2 | -2.0294
2536 | jul | 5.6521 | 2.5164 | 3.1357 | -3.6831
2537 | jul | 5.5327 | 2.487 | 3.0458 | -4.0511
2538 | jul | 5.7689 | 2.7047 | 3.0642 | -4.2182
2539 | jul | 5.5829 | 2.4385 | 3.1444 | -2.4123
2540 | jul | 5.6622 | 2.5169 | 3.1454 | -3.6501
2542 | jul | 5.6394 | 2.5432 | 3.0961 | -3.9486
2543 | jul | 5.6622 | 2.5169 | 3.1454 | -3.6501
2554 | jun | 4.8926 | 1.8618 | 3.0308 | -0.37926
2556 | jul | 5.6622 | 2.5169 | 3.1454 | -3.6501
2559 | jul | 5.679 | 2.6251 | 3.0539 | -4.4172
2562 | jul | 5.6807 | 2.6345 | 3.0462 | -4.4852
2563 | jul | 5.5827 | 2.5293 | 3.0534 | -4.1203
2568 | jul | 5.6123 | 2.4556 | 3.1567 | -2.3277
2571 | jul | 5.8358 | 2.7444 | 3.0914 | -3.9551
2575 | jul | 5.5829 | 2.4385 | 3.1444 | -2.4123
2576 | jul | 5.8975 | 2.7847 | 3.1127 | -3.6291
2601 | jul | 5.4822 | 2.308 | 3.1742 | -2.4646
2630 | jul | 5.4822 | 2.308 | 3.1742 | -2.4646
2631 | jul | 5.339 | 2.2182 | 3.1208 | -1.9159
2632 | jul | 5.5011 | 2.4192 | 3.0819 | -3.51
2633 | jul | 5.3203 | 2.1849 | 3.1354 | -1.9514
2635 | jul | 5.5258 | 2.4411 | 3.0847 | -3.5826
2638 | jul | 5.4661 | 2.2979 | 3.1682 | -2.4025
2639 | jul | 5.3392 | 2.2185 | 3.1207 | -1.9138
2642 | jul | 5.3527 | 2.1822 | 3.1705 | -1.8518
2644 | jul | 5.6113 | 2.54 | 3.0713 | -4.0574
2645 | jul | 5.3389 | 2.2181 | 3.1208 | -1.9165
2646 | jul | 5.3392 | 2.2185 | 3.1207 | -1.9138
2648 | jul | 5.5137 | 2.4508 | 3.0628 | -3.7788
2649 | jul | 5.5717 | 2.476 | 3.0958 | -3.6759
2650 | jul | 5.3158 | 2.177 | 3.1388 | -1.9603
2653 | jul | 5.3191 | 2.1829 | 3.1363 | -1.9537
2655 | jul | 5.4993 | 2.4072 | 3.0921 | -3.361
2659 | jul | 5.3392 | 2.2185 | 3.1207 | -1.9138
2660 | jul | 5.3569 | 2.2305 | 3.1264 | -1.9921
2664 | jul | 5.4709 | 2.3009 | 3.17 | -2.4209
2666 | jul | 5.4598 | 2.1794 | 3.2804 | -1.5258
2667 | jul | 5.4598 | 2.1794 | 3.2804 | -1.5258
2668 | jul | 5.5056 | 2.4454 | 3.0602 | -3.8079
2670 | jul | 5.3631 | 2.2441 | 3.119 | -2.1233
2671 | jul | 5.3392 | 2.2185 | 3.1207 | -1.9138
2673 | jul | 5.4822 | 2.308 | 3.1742 | -2.4646
2675 | jul | 5.4822 | 2.308 | 3.1742 | -2.4646
2702 | jul | 5.9496 | 3.0478 | 2.9018 | -2.4114
2703 | jun | 5.6589 | 2.6894 | 2.9695 | -1.7796
2713 | jul | 5.721 | 2.5188 | 3.2022 | -2.0144
2715 | jun | 5.5711 | 2.6363 | 2.9348 | -1.9389
2717 | jul | 5.9483 | 2.9387 | 3.0096 | -2.5326
2718 | jul | 5.999 | 3.0808 | 2.9182 | -2.4719
2719 | jul | 5.9222 | 2.6988 | 3.2233 | -1.7724
2720 | jul | 5.9397 | 2.996 | 2.9438 | -2.0233
2721 | jul | 5.9481 | 2.9124 | 3.0357 | -1.515
2723 | jul | 5.9446 | 2.9398 | 3.0048 | -1.7266
2724 | jul | 5.9523 | 2.9274 | 3.0249 | -1.3387
2725 | jul | 5.9539 | 2.9732 | 2.9807 | -1.4626
2726 | jun | 5.564 | 2.6381 | 2.9259 | -1.8667
2738 | jul | 5.888 | 2.7457 | 3.1424 | -3.5123
2739 | jul | 5.9173 | 2.7748 | 3.1426 | -2.8061
2740 | jul | 5.9319 | 2.7591 | 3.1728 | -1.9511
2743 | jul | 5.9506 | 2.8688 | 3.0818 | -2.6356
2744 | jul | 5.92 | 2.684 | 3.2359 | -1.6933
2745 | jul | 5.9409 | 2.8488 | 3.0921 | -2.3336
2746 | jul | 5.9359 | 2.796 | 3.1399 | -2.0904
2747 | jul | 5.9388 | 2.8346 | 3.1042 | -1.9508
2748 | jul | 5.9316 | 2.7167 | 3.215 | -1.592
2760 | jun | 5.6645 | 2.7234 | 2.9412 | -1.8061
2762 | jul | 6.0658 | 3.1345 | 2.9314 | -1.7812
2763 | jun | 5.6585 | 2.7022 | 2.9563 | -1.7672
2764 | jun | 5.5817 | 2.6354 | 2.9462 | -1.9489
2766 | jun | 5.6143 | 2.6332 | 2.9812 | -1.7936
2767 | jun | 5.547 | 2.604 | 2.9431 | -2.1782
2769 | jun | 5.6282 | 2.6419 | 2.9863 | -1.4857
2770 | jul | 5.9304 | 2.8314 | 3.099 | -3.0752
2771 | jun | 5.6456 | 2.6663 | 2.9793 | -1.3848
2777 | jun | 5.5956 | 2.6151 | 2.9805 | -1.3047
2779 | jun | 5.5339 | 2.6375 | 2.8963 | -2.3533
2780 | jun | 5.5605 | 2.6227 | 2.9378 | -2.1621
2790 | jul | 5.9473 | 2.8412 | 3.1061 | -1.6447
2804 | jun | 5.4625 | 2.6398 | 2.8227 | -3.4912
2806 | jul | 5.9925 | 2.9696 | 3.023 | -0.88713
2808 | jul | 5.8034 | 2.9449 | 2.8585 | -3.2136
2809 | jun | 5.6047 | 2.5529 | 3.0518 | -0.8016
2812 | jul | 5.7827 | 2.9829 | 2.7998 | -3.9157
2813 | jul | 5.7719 | 2.9176 | 2.8543 | -3.3747
2814 | jul | 5.9156 | 3.3502 | 2.5654 | -4.6757
2815 | jul | 5.8614 | 3.2683 | 2.5931 | -4.8966
2816 | jul | 5.8638 | 3.1609 | 2.7029 | -4.3972
2817 | jun | 5.4717 | 2.7912 | 2.6805 | -4.8355
2818 | jun | 5.5582 | 2.6017 | 2.9565 | -2.3013
2822 | jun | 5.4726 | 2.714 | 2.7585 | -4.4356
2825 | jul | 5.8466 | 3.3171 | 2.5295 | -5.2291
2827 | jun | 5.4502 | 2.8969 | 2.5533 | -5.3716
2828 | jul | 5.9808 | 3.2075 | 2.7733 | -3.5042
2830 | jul | 5.9617 | 3.3143 | 2.6474 | -4.0447
2831 | jul | 5.898 | 3.157 | 2.741 | -3.9069
2832 | jun | 5.4564 | 2.7115 | 2.7449 | -4.2958
2833 | jun | 5.4608 | 2.6918 | 2.769 | -3.9644
2835 | jun | 5.5508 | 2.3698 | 3.181 | -0.48748
2836 | jul | 5.7624 | 2.9323 | 2.8301 | -3.7169
2837 | jul | 5.9495 | 2.7909 | 3.1586 | -1.121
2838 | jul | 6.041 | 3.1858 | 2.8552 | -2.4957
2839 | jul | 5.9564 | 3.3109 | 2.6454 | -4.1613
2840 | jul | 5.8687 | 2.7649 | 3.1038 | -1.1155
2841 | jul | 5.9511 | 2.8082 | 3.1429 | -0.59114
2842 | jul | 5.9426 | 2.8098 | 3.1328 | -0.71574
2852 | jun | 5.565 | 2.4794 | 3.0856 | -1.4413
2857 | jul | 5.9157 | 3.2521 | 2.6636 | -4.3116
2858 | jul | 5.9569 | 3.316 | 2.6408 | -4.1308
2859 | jul | 5.9073 | 3.3909 | 2.5164 | -4.8153
2860 | jul | 6.0467 | 3.0848 | 2.9619 | -1.6239
2861 | jun | 5.664 | 2.7029 | 2.9611 | -1.6412
2863 | jul | 6.0517 | 3.1033 | 2.9483 | -1.7387
2864 | jul | 6.0606 | 3.1535 | 2.9071 | -2.0171
2865 | jul | 6.0408 | 3.1445 | 2.8963 | -2.223
2871 | jul | 5.9467 | 2.8264 | 3.1203 | -0.73385
2872 | jun | 5.6015 | 2.4671 | 3.1344 | -0.50287
2873 | jun | 5.4586 | 2.7454 | 2.7133 | -4.453
2874 | jun | 5.5118 | 2.465 | 3.0468 | -1.7282
2877 | jun | 5.4914 | 2.5822 | 2.9092 | -3.1471
2878 | jul | 5.9488 | 2.8362 | 3.1126 | -1.1223
2879 | jul | 5.7638 | 2.8564 | 2.9074 | -3.0242
2881 | jul | 5.8109 | 2.8853 | 2.9256 | -2.8619
2882 | jul | 5.8063 | 2.7733 | 3.033 | -1.835
2885 | jun | 5.6114 | 2.5932 | 3.0182 | -0.90155
2886 | jul | 5.9763 | 2.9709 | 3.0054 | -1.5636
2888 | jul | 6.0112 | 2.9595 | 3.0517 | -0.97307
2889 | jul | 6.0041 | 2.9151 | 3.089 | -0.66526
2891 | jul | 5.8038 | 2.9526 | 2.8511 | -3.2499
2892 | jul | 5.7888 | 2.9836 | 2.8052 | -4.0013
2893 | jul | 5.9305 | 3.0452 | 2.8853 | -2.7682
2894 | jul | 5.791 | 2.986 | 2.805 | -3.7541
2895 | jul | 6.0388 | 3.2098 | 2.829 | -2.628
2896 | jul | 6.0141 | 3.2369 | 2.7772 | -3.1631
2898 | jun | 5.4554 | 2.7025 | 2.7529 | -4.3755
2903 | jul | 6.0321 | 3.0291 | 3.0029 | -1.3356
2904 | jul | 6.0326 | 3.0869 | 2.9457 | -1.8349
2905 | jul | 6.0238 | 2.9913 | 3.0325 | -1.0772
2906 | jul | 6.037 | 3.0476 | 2.9894 | -1.4042
2907 | jul | 6.0223 | 3.0118 | 3.0105 | -1.3193
2908 | jul | 6.0261 | 3.0675 | 2.9586 | -1.7483
2909 | jul | 6.0133 | 3.0629 | 2.9504 | -1.8576
2910 | jul | 6.0103 | 3.0029 | 3.0075 | -1.3794
2911 | jul | 6.0124 | 3.1159 | 2.8964 | -2.3251
2914 | jul | 6.0272 | 3.0263 | 3.0009 | -1.2443
2915 | jul | 6.0126 | 2.9946 | 3.018 | -1.0421
2916 | jul | 6.0384 | 3.0609 | 2.9775 | -1.4352
2917 | jul | 6.01 | 3.1955 | 2.8146 | -3.0482
2918 | jul | 6.0284 | 3.0638 | 2.9647 | -1.6886
2919 | jul | 5.9774 | 3.1376 | 2.8398 | -2.9144
2920 | jul | 5.9873 | 3.0307 | 2.9565 | -1.8818
2921 | jul | 5.9516 | 3.0866 | 2.865 | -2.7565
3031 | jul | 5.8047 | 3.212 | 2.5928 | -1.5755
3032 | jul | 5.7715 | 3.1086 | 2.6629 | -0.85678
3033 | jul | 5.8539 | 3.2698 | 2.5841 | -2.5949
3034 | jul | 5.6944 | 3.1052 | 2.5893 | -1.2347
3036 | jul | 5.7594 | 3.1084 | 2.6509 | -1.5358
3037 | jul | 5.6013 | 3.1197 | 2.4816 | -2.2649
3038 | jul | 5.8394 | 3.1179 | 2.7215 | -1.2264
3042 | jul | 5.7342 | 2.9989 | 2.7353 | -1.4039
3043 | jul | 5.6392 | 3.3525 | 2.2866 | -3.3447
3044 | jul | 5.7754 | 3.0355 | 2.74 | -1.3831
3045 | jul | 5.7527 | 3.16 | 2.5927 | -0.60823
3046 | jul | 5.7167 | 3.1548 | 2.5619 | -0.32722
3047 | jul | 5.6096 | 3.4149 | 2.1947 | -4.3173
3048 | jul | 5.7717 | 3.3563 | 2.4154 | -3.8971
3049 | jul | 5.9124 | 3.1999 | 2.7125 | -1.5864
3051 | jul | 5.9589 | 3.1303 | 2.8286 | -0.82273
3052 | jul | 5.8875 | 3.1372 | 2.7503 | -0.69028
3053 | jul | 5.8683 | 3.1177 | 2.7507 | -0.58809
3054 | jul | 5.8552 | 3.1631 | 2.692 | -0.96509
3055 | jul | 5.8011 | 3.2715 | 2.5296 | -2.503
3057 | jul | 5.733 | 3.2771 | 2.4559 | -2.4965
3060 | jul | 5.9633 | 3.148 | 2.8154 | -1.0235
3062 | jul | 5.9579 | 3.1629 | 2.7949 | -1.289
3063 | jul | 5.9217 | 3.1668 | 2.7549 | -1.1094
3064 | jul | 5.9348 | 3.1502 | 2.7846 | -0.933
3070 | jul | 5.7104 | 3.2593 | 2.4511 | -2.0908
3071 | jul | 5.6145 | 3.505 | 2.1095 | -6.3018
3076 | jul | 5.9798 | 3.1203 | 2.8596 | -0.92598
3077 | jul | 5.7067 | 3.0814 | 2.6252 | -1.6738
3079 | jul | 5.942 | 3.1003 | 2.8416 | -1.0072
3082 | jul | 5.6802 | 3.3511 | 2.3291 | -3.5509
3084 | jul | 5.6225 | 3.4561 | 2.1664 | -5.2948
3086 | jul | 5.7136 | 3.365 | 2.3486 | -3.8915
3087 | jul | 5.9222 | 3.1218 | 2.8004 | -0.97804
3101 | jul | 5.7921 | 3.1235 | 2.6686 | -0.37252
3102 | jul | 5.776 | 3.1299 | 2.6461 | -0.39284
3103 | jul | 5.8139 | 3.1196 | 2.6943 | -0.36649
3104 | jul | 5.7854 | 3.1112 | 2.6742 | -0.27205
3106 | jul | 5.7475 | 3.104 | 2.6435 | -0.24107
3109 | jul | 5.8106 | 3.1069 | 2.7037 | -0.36062
3110 | jul | 5.79 | 3.1604 | 2.6297 | -0.80577
3216 | jul | 5.432 | 3.3177 | 2.1143 | -3.248
3217 | jul | 5.2958 | 3.3259 | 1.9699 | -3.2687
3218 | jul | 5.425 | 3.1927 | 2.2323 | -3.6996
3220 | jul | 5.418 | 3.2121 | 2.2058 | -2.4867
3221 | jul | 5.4219 | 3.442 | 1.9798 | -5.3562
3222 | jul | 5.2951 | 3.3845 | 1.9106 | -4.2768
3223 | jul | 4.9992 | 3.6685 | 1.3306 | -8.8717
3224 | jul | 5.5556 | 3.1407 | 2.4149 | -0.55354
3225 | jul | 5.3932 | 3.1943 | 2.1989 | -4.1706
3226 | jul | 5.3128 | 3.2716 | 2.0412 | -2.9273
3227 | jul | 5.0586 | 3.5265 | 1.5321 | -7.8695
3229 | jul | 5.6469 | 3.1646 | 2.4823 | -0.25702
3230 | jul | 5.3097 | 3.4242 | 1.8854 | -5.287
3234 | jul | 5.5696 | 3.1268 | 2.4427 | -1.7822
3235 | jul | 5.486 | 3.2263 | 2.2597 | -1.6543
3237 | jul | 5.3803 | 3.2209 | 2.1593 | -3.4508
3240 | jul | 5.2524 | 3.4918 | 1.7606 | -6.6892
3241 | jul | 5.2255 | 3.465 | 1.7605 | -5.4073
3242 | jul | 5.5924 | 3.2823 | 2.31 | -2.1163
3243 | jul | 5.386 | 3.3095 | 2.0765 | -3.0173
3244 | jul | 5.524 | 3.414 | 2.1101 | -4.449
3245 | jul | 5.2557 | 3.3596 | 1.8961 | -3.9389
3246 | jul | 5.3794 | 3.2159 | 2.1635 | -2.4258
3249 | jul | 5.3738 | 3.1984 | 2.1754 | -2.8004
3251 | jul | 4.5781 | 4.0989 | 0.47914 | -18.002
3253 | jul | 5.3516 | 3.2451 | 2.1065 | -2.6156
3254 | jul | 5.2464 | 3.2872 | 1.9592 | -4.3021
3255 | jul | 5.3581 | 3.4851 | 1.8729 | -6.5388
3256 | jul | 5.3452 | 3.2866 | 2.0586 | -2.8101
3257 | jul | 5.3619 | 3.4479 | 1.914 | -5.9887
3258 | jul | 5.5629 | 3.1097 | 2.4532 | -0.9792
3259 | jul | 4.9199 | 3.6465 | 1.2734 | -10.8476
3261 | jul | 5.5308 | 3.1398 | 2.3909 | -3.2489
3262 | jul | 4.8014 | 3.9225 | 0.87889 | -12.9973
3263 | jul | 5.4707 | 3.1724 | 2.2983 | -3.0409
3264 | jul | 5.2787 | 3.3733 | 1.9055 | -3.7972
3266 | jul | 5.131 | 3.5704 | 1.5606 | -7.1395
3268 | jul | 5.5118 | 3.2406 | 2.2712 | -1.7563
3269 | jul | 5.4146 | 3.2368 | 2.1778 | -2.1389
3275 | jul | 5.6655 | 3.0959 | 2.5696 | -0.37831
3276 | jul | 5.5109 | 3.18 | 2.3309 | -1.1513
3278 | jul | 5.4937 | 3.3111 | 2.1827 | -2.9519
3279 | jul | 5.0339 | 3.6771 | 1.3568 | -8.2805
3280 | jul | 5.3048 | 3.6145 | 1.6903 | -8.8049
3281 | jul | 5.6718 | 3.2528 | 2.419 | -1.7723
3282 | jul | 5.1166 | 3.5962 | 1.5204 | -7.2533
3284 | jul | 5.3266 | 3.462 | 1.8646 | -6.3114
3285 | jul | 4.8075 | 3.8353 | 0.97226 | -12.9172
3287 | jul | 5.3508 | 3.4349 | 1.9159 | -5.6037
3290 | jul | 5.6523 | 3.0419 | 2.6103 | -1.9812
3291 | jul | 5.6324 | 3.0522 | 2.5802 | -2.189
3301 | jul | 5.6513 | 3.0873 | 2.5641 | 0.52082
3303 | jul | 5.5976 | 3.1516 | 2.446 | -0.16308
3304 | jul | 5.7107 | 3.1114 | 2.5993 | 0.1009
3307 | jul | 5.51 | 3.148 | 2.362 | -1.4714
3431 | jul | 5.6295 | 3.4858 | 2.1437 | -3.9578
3440 | jul | 5.4863 | 3.4975 | 1.9888 | -5.871
3441 | jul | 5.7734 | 3.4668 | 2.3066 | -2.5729
3442 | jul | 5.5849 | 3.4132 | 2.1717 | -4.1323
3443 | jul | 5.7173 | 3.4608 | 2.2565 | -2.9294
3444 | jul | 5.4853 | 3.6064 | 1.8789 | -7.3943
3445 | jul | 5.5108 | 3.5563 | 1.9545 | -6.1411
3446 | jul | 5.675 | 3.4937 | 2.1813 | -3.444
3447 | jul | 5.5871 | 3.5745 | 2.0126 | -5.8419
3448 | jul | 5.5298 | 3.5332 | 1.9965 | -5.7663
3449 | jul | 5.489 | 3.5383 | 1.9507 | -6.522
3450 | jul | 5.4536 | 3.6167 | 1.8368 | -7.703
3451 | jul | 5.7707 | 3.4723 | 2.2984 | -2.9348
3452 | jul | 5.5251 | 3.5903 | 1.9348 | -6.9367
3455 | jul | 5.5646 | 3.5575 | 2.0072 | -5.5617
3456 | jul | 5.3861 | 3.5899 | 1.7963 | -7.8937
3457 | jul | 5.4243 | 3.6148 | 1.8094 | -7.8128
3458 | jul | 5.5569 | 3.5103 | 2.0466 | -5.9628
3461 | jul | 5.5655 | 3.5731 | 1.9924 | -6.7463
3462 | jul | 5.6902 | 3.4629 | 2.2273 | -2.9606
3464 | jul | 5.3665 | 3.6195 | 1.747 | -8.3725
3465 | jul | 5.5969 | 3.5533 | 2.0436 | -5.172
3466 | jul | 5.725 | 3.458 | 2.267 | -3.1655
3467 | jul | 5.6716 | 3.4469 | 2.2247 | -3.3184
3470 | jul | 5.7002 | 3.5151 | 2.185 | -3.7112
3561 | jul | 5.0311 | 3.6815 | 1.3496 | -5.9174
3570 | jul | 4.6139 | 3.7099 | 0.90398 | -13.4626
3574 | jul | 4.7012 | 3.9679 | 0.73327 | -13.539
3576 | jul | 4.4164 | 4.0684 | 0.348 | -18.1095
3579 | jul | 4.4129 | 3.9611 | 0.45183 | -17.0392
3580 | jul | 4.7535 | 3.9585 | 0.79501 | -12.7859
3581 | jul | 4.5754 | 3.7322 | 0.84326 | -15.3892
3582 | jul | 4.5962 | 3.8267 | 0.76945 | -13.9068
3583 | jul | 4.6426 | 3.8741 | 0.76849 | -13.8307
3584 | jul | 4.8162 | 3.6805 | 1.1357 | -9.2543
3585 | jul | 5.092 | 3.6334 | 1.4587 | -5.4181
3586 | jul | 5.012 | 3.7098 | 1.3022 | -6.2925
3588 | jul | 4.5699 | 3.6794 | 0.89046 | -13.6533
3589 | jul | 4.3181 | 4.2838 | 0.034383 | -24.1347
3590 | jul | 4.5011 | 3.9637 | 0.53745 | -16.5172
3592 | jul | 4.3586 | 4.2511 | 0.10749 | -19.9667
3593 | jul | 4.5137 | 3.9418 | 0.57193 | -17.2621
3598 | jul | 4.7732 | 3.8359 | 0.93738 | -11.4104
3602 | jul | 5.5378 | 3.4749 | 2.0629 | -5.3688
3603 | jul | 5.5497 | 3.3915 | 2.1582 | -4.7093
3605 | jul | 5.3501 | 3.5588 | 1.7913 | -7.8864
3607 | jul | 5.4394 | 3.5155 | 1.9239 | -6.6727
3608 | jul | 5.6515 | 3.4187 | 2.2328 | -3.5668
3609 | jul | 5.6265 | 3.3961 | 2.2304 | -3.9445
3740 | jul | 5.1667 | 3.5507 | 1.616 | -4.6021
3741 | jul | 5.2196 | 3.5075 | 1.7121 | -6.7156
3743 | jul | 5.4505 | 3.4107 | 2.0398 | -5.7605
3745 | jul | 5.4399 | 3.3578 | 2.082 | -5.1218
3748 | jul | 5.3337 | 3.4241 | 1.9096 | -5.6727
3750 | jul | 5.3792 | 3.3595 | 2.0197 | -4.044
3752 | jul | 5.286 | 3.5845 | 1.7015 | -8.6169
3753 | jul | 5.355 | 3.4253 | 1.9296 | -5.9124
3755 | jul | 5.3647 | 3.3685 | 1.9962 | -4.1744
3765 | jul | 5.2393 | 3.4338 | 1.8056 | -3.4633
3766 | jul | 5.4027 | 3.3364 | 2.0663 | -4.2244
3768 | jul | 5.2401 | 3.4504 | 1.7897 | -5.2447
3770 | jul | 5.3942 | 3.3602 | 2.034 | -5.0712
3771 | jul | 5.1852 | 3.5603 | 1.6249 | -4.5482
3773 | jul | 5.3452 | 3.4772 | 1.8679 | -6.8585
3774 | jul | 5.1476 | 3.539 | 1.6086 | -4.943
3777 | jul | 5.2146 | 3.4639 | 1.7507 | -4.8951
3779 | jul | 5.2002 | 3.4817 | 1.7186 | -4.6658
3780 | jul | 5.1203 | 3.5718 | 1.5486 | -5.814
3781 | jul | 5.4018 | 3.3481 | 2.0537 | -4.8521
3782 | jul | 5.3367 | 3.4908 | 1.8458 | -6.9593
3784 | jul | 5.4147 | 3.3205 | 2.0942 | -3.9741
3785 | jul | 4.9647 | 3.7516 | 1.2132 | -8.9
3801 | jul | 5.6838 | 2.8614 | 2.8224 | -2.0993
3809 | jul | 5.347 | 3.1948 | 2.1522 | -4.3481
3810 | jul | 5.3561 | 3.1933 | 2.1628 | -3.6924
3811 | jul | 5.9067 | 3.0624 | 2.8443 | -1.0817
3812 | jul | 4.7027 | 3.778 | 0.92472 | -14.3534
3813 | jul | 5.0633 | 3.2585 | 1.8048 | -6.996
3814 | jul | 5.1535 | 3.2826 | 1.8709 | -6.2594
3816 | jul | 5.1862 | 3.3065 | 1.8797 | -6.0854
3817 | jul | 5.0751 | 3.3608 | 1.7143 | -7.0591
3818 | jul | 4.9162 | 3.5373 | 1.379 | -10.0319
3819 | jul | 5.8277 | 3.0385 | 2.7892 | -1.2823
3820 | jul | 5.6195 | 2.9224 | 2.6971 | -2.5198
3823 | jul | 5.6355 | 2.9443 | 2.6912 | -2.2815
3824 | jul | 5.6681 | 2.9232 | 2.745 | -1.9334
3825 | jul | 5.5821 | 3.0274 | 2.5547 | -2.7567
3826 | jul | 5.8662 | 3.0389 | 2.8272 | -1.174
3827 | jul | 5.8527 | 2.9421 | 2.9106 | -1.1042
3830 | jul | 5.2538 | 3.1578 | 2.0961 | -5.8773
3833 | jul | 5.7974 | 2.9455 | 2.852 | -1.2813
3835 | jul | 5.4157 | 3.1213 | 2.2944 | -4.4061
3836 | jul | 5.188 | 3.1882 | 1.9998 | -5.4227
3837 | jul | 5.3642 | 3.2152 | 2.149 | -3.9361
3838 | jul | 4.728 | 3.6779 | 1.0501 | -13.5238
3839 | jul | 5.5621 | 2.9985 | 2.5636 | -3.0405
3840 | jul | 5.713 | 2.8712 | 2.8418 | -1.8096
3841 | jul | 5.8577 | 3.0766 | 2.781 | -1.291
3842 | jul | 5.7675 | 2.85 | 2.9175 | -1.5266
3844 | jul | 5.8118 | 2.8778 | 2.934 | -1.289
3845 | jul | 4.7547 | 3.5577 | 1.197 | -12.5638
3846 | jul | 4.4972 | 3.9875 | 0.5097 | -19.5577
3848 | jul | 5.8507 | 3.0007 | 2.85 | -1.147
3849 | jul | 5.1342 | 3.2415 | 1.8927 | -5.9777
3851 | jul | 5.3598 | 3.1264 | 2.2334 | -5.1636
3852 | jul | 5.3193 | 3.1311 | 2.1882 | -5.664
3853 | jul | 5.2851 | 3.2368 | 2.0483 | -4.3812
3854 | jul | 5.6799 | 2.8433 | 2.8366 | -2.3021
3855 | jul | 5.3414 | 3.1808 | 2.1606 | -4.8586
3856 | jul | 5.7353 | 2.9376 | 2.7976 | -1.4787
3857 | jul | 5.7063 | 2.9325 | 2.7738 | -1.5805
3858 | jul | 5.8897 | 2.9802 | 2.9094 | -0.99755
3860 | jul | 4.9751 | 3.3461 | 1.629 | -8.1124
3861 | jul | 5.6726 | 2.9694 | 2.7031 | -1.8462
3862 | jul | 5.7408 | 2.8542 | 2.8866 | -1.679
3864 | jul | 5.2359 | 3.199 | 2.0369 | -5.4042
3865 | jul | 5.9194 | 3.0182 | 2.9012 | -0.95143
3867 | jul | 5.5146 | 3.0272 | 2.4874 | -3.5494
3868 | jul | 5.5008 | 3.0144 | 2.4864 | -3.7939
3869 | jul | 5.5746 | 2.915 | 2.6596 | -3.0205
3870 | jul | 5.6982 | 2.8364 | 2.8618 | -2.0636
3871 | jul | 5.7124 | 2.8242 | 2.8881 | -1.895
3872 | jul | 5.2788 | 3.1776 | 2.1013 | -5.9422
3873 | jul | 5.8056 | 3.0791 | 2.7265 | -1.4603
3874 | jul | 5.8198 | 2.8488 | 2.9711 | -1.2138
3875 | jul | 5.1091 | 3.3067 | 1.8024 | -6.4892
3878 | jul | 5.5795 | 2.9353 | 2.6442 | -2.9562
3882 | jul | 5.234 | 3.1471 | 2.0868 | -5.0926
3883 | jul | 5.083 | 3.4126 | 1.6704 | -7.4428
3884 | jul | 5.4794 | 3.1292 | 2.3502 | -3.7284
3885 | jul | 5.7435 | 2.8961 | 2.8474 | -1.543
3886 | jul | 5.0178 | 3.4695 | 1.5482 | -8.5088
3887 | jul | 5.3232 | 3.1695 | 2.1537 | -5.4767
3890 | jul | 5.1112 | 3.3244 | 1.7868 | -6.7308
3894 | jul | 5.2892 | 3.2047 | 2.0845 | -5.0926
3901 | jul | 5.5068 | 2.9573 | 2.5494 | -3.848
3902 | jul | 5.4822 | 2.8524 | 2.6298 | -4.5586
3903 | jul | 5.6169 | 2.8793 | 2.7376 | -2.7364
3904 | jul | 5.6737 | 2.8463 | 2.8273 | -2.3469
3905 | jul | 5.6799 | 2.8433 | 2.8366 | -2.3021
3906 | jul | 5.4461 | 2.9671 | 2.479 | -4.7517
3907 | jul | 5.4767 | 2.851 | 2.6257 | -4.647
3908 | jul | 5.5083 | 2.9019 | 2.6064 | -3.813
3909 | jul | 5.5421 | 2.8717 | 2.6705 | -3.6409
4001 | jul | 5.3072 | 3.1105 | 2.1968 | -5.8485
4002 | jul | 5.3391 | 2.9817 | 2.3574 | -6.1326
4003 | jul | 5.1662 | 2.7259 | 2.4403 | -8.6889
4005 | jul | 5.3327 | 2.884 | 2.4487 | -6.4373
4006 | jul | 5.3606 | 2.8149 | 2.5458 | -6.349
4008 | jul | 5.0848 | 2.8528 | 2.232 | -9.3287
4009 | jul | 5.0958 | 3.1639 | 1.9319 | -7.9381
4010 | jul | 5.1638 | 3.1601 | 2.0037 | -6.3765
4011 | jul | 5.1633 | 2.7913 | 2.372 | -9.0587
4013 | jul | 5.2077 | 2.7946 | 2.4131 | -8.7076
4015 | jul | 5.1537 | 3.1126 | 2.0411 | -8.8574
4017 | jul | 5.2149 | 2.7698 | 2.4451 | -8.4283
4019 | jul | 5.2153 | 2.7668 | 2.4485 | -8.4154
4020 | jul | 5.2138 | 3.1094 | 2.1044 | -6.7604
4021 | jul | 5.2002 | 2.9278 | 2.2724 | -8.9917
4022 | jul | 5.1181 | 3.1594 | 1.9587 | -7.4486
4024 | jul | 5.184 | 3.0932 | 2.0908 | -7.6356
4027 | jul | 5.4175 | 3.0492 | 2.3683 | -4.8335
4029 | jul | 5.151 | 3.1136 | 2.0374 | -7.9122
4030 | jul | 5.2851 | 3.0286 | 2.2565 | -6.772
4032 | jul | 5.2074 | 2.8583 | 2.3491 | -9.0511
4037 | jul | 5.0892 | 3.207 | 1.8822 | -6.8996
4038 | jul | 5.2336 | 2.9607 | 2.2729 | -7.9301
4039 | jul | 5.1843 | 3.0373 | 2.147 | -9.4825
4040 | jul | 5.0796 | 3.1803 | 1.8993 | -8.8648
4041 | jul | 5.1596 | 3.1477 | 2.0119 | -7.119
4042 | jul | 5.2827 | 2.9947 | 2.288 | -6.8847
4043 | jul | 5.3691 | 2.8887 | 2.4805 | -5.5657
4046 | jul | 5.356 | 2.8511 | 2.5049 | -6.1082
4047 | jul | 5.2228 | 3.1281 | 2.0947 | -6.0924
4048 | jul | 5.2457 | 3.0869 | 2.1588 | -6.7492
4049 | jul | 5.2367 | 3.066 | 2.1707 | -7.1256
4050 | jul | 5.2153 | 2.7766 | 2.4386 | -8.4186
4051 | jul | 4.9588 | 3.2881 | 1.6707 | -8.985
4055 | jul | 5.1375 | 3.123 | 2.0144 | -8.2476
4061 | jul | 5.2651 | 3.0583 | 2.2068 | -6.8563
4062 | jul | 5.19 | 3.0012 | 2.1889 | -8.8282
4064 | jul | 5.2881 | 2.8793 | 2.4088 | -7.354
4066 | jul | 5.164 | 2.7244 | 2.4396 | -8.7604
4068 | jul | 5.1924 | 3.1532 | 2.0392 | -6.0698
4069 | jul | 5.2097 | 2.944 | 2.2657 | -9.3054
4071 | jul | 5.173 | 3.0861 | 2.0868 | -8.9683
4072 | jul | 5.3108 | 2.8837 | 2.427 | -6.886
4073 | jul | 5.3972 | 2.9853 | 2.4119 | -5.4998
4074 | jul | 5.2654 | 2.8697 | 2.3957 | -7.6484
4076 | jul | 5.2941 | 3.0841 | 2.21 | -6.257
4079 | jul | 5.1588 | 2.73 | 2.4287 | -8.8059
4083 | jul | 5.362 | 3.0428 | 2.3192 | -5.7419
4084 | jul | 5.2273 | 3.0263 | 2.201 | -7.7628
4085 | jul | 5.228 | 3.0499 | 2.1782 | -7.4452
4086 | jul | 5.1362 | 2.8252 | 2.311 | -9.2522
4087 | jul | 5.2906 | 3.053 | 2.2375 | -6.6278
4088 | jul | 5.0069 | 3.2361 | 1.7708 | -9.065
4090 | jul | 5.4342 | 2.888 | 2.5462 | -4.9609
4091 | jul | 5.171 | 3.121 | 2.05 | -7.4839
4092 | jul | 5.2216 | 2.912 | 2.3096 | -8.2822
4093 | jul | 5.2759 | 2.9608 | 2.3152 | -7.1773
4095 | jul | 5.248 | 3.1257 | 2.1223 | -6.2286
4096 | jul | 5.2074 | 2.8714 | 2.3361 | -8.8841
4097 | jul | 5.2063 | 2.9479 | 2.2584 | -9.1778
4101 | jul | 5.2206 | 2.8516 | 2.3691 | -8.404
4102 | jul | 5.2285 | 2.8724 | 2.3561 | -8.2356
4103 | jul | 5.2148 | 2.883 | 2.3317 | -8.4788
4105 | jul | 5.1993 | 2.9117 | 2.2876 | -8.7953
4106 | jul | 5.2379 | 2.8487 | 2.3892 | -8.0805
4107 | jul | 5.2367 | 2.8116 | 2.4251 | -8.0743
4108 | jul | 5.2171 | 2.8524 | 2.3647 | -8.4936
4109 | jul | 5.2218 | 2.8392 | 2.3825 | -8.3819
4110 | jul | 5.2035 | 2.8645 | 2.339 | -8.7941
4210 | jul | 5.1889 | 3.1289 | 2.06 | -10.0698
4216 | jul | 4.4298 | 3.8821 | 0.54775 | -17.5418
4217 | jul | 4.7605 | 3.4422 | 1.3183 | -12.1513
4219 | jul | 4.7834 | 3.4076 | 1.3758 | -12.8949
4220 | jul | 4.9651 | 3.2801 | 1.685 | -11.9693
4221 | jul | 4.878 | 3.3035 | 1.5745 | -12.5957
4222 | jul | 5.1911 | 2.9603 | 2.2308 | -9.5623
4224 | jul | 4.7365 | 3.4248 | 1.3117 | -14.0383
4226 | jul | 4.6342 | 3.5598 | 1.0744 | -14.3565
4228 | jul | 4.9484 | 3.1845 | 1.7639 | -11.3951
4231 | jul | 4.854 | 3.3641 | 1.4899 | -10.5629
4236 | jul | 5.09 | 3.1166 | 1.9733 | -10.4141
4237 | jul | 4.7486 | 3.4345 | 1.3141 | -12.3616
4238 | jul | 5.0485 | 3.2446 | 1.8038 | -11.3293
4239 | jul | 4.8345 | 3.299 | 1.5355 | -13.1312
4240 | jul | 5.1624 | 3.0898 | 2.0726 | -10.1013
4250 | jul | 5.164 | 3.0068 | 2.1573 | -9.8488
4252 | jul | 5.1361 | 2.9719 | 2.1642 | -9.8491
4253 | jul | 4.9452 | 3.2305 | 1.7147 | -11.7989
4254 | jul | 4.9339 | 3.1981 | 1.7359 | -11.6265
4255 | jul | 4.8865 | 3.324 | 1.5625 | -10.9487
4256 | jul | 5.1306 | 3.1753 | 1.9553 | -10.0741
4257 | jul | 4.7129 | 3.4593 | 1.2536 | -13.9352
4258 | jul | 5.1231 | 3.1904 | 1.9327 | -10.5202
4259 | jul | 5.0615 | 3.0367 | 2.0247 | -9.7642
4260 | jul | 5.1989 | 3.0636 | 2.1353 | -9.6451
4261 | jul | 4.6122 | 3.6064 | 1.0058 | -14.8064
4263 | jul | 5.0256 | 3.1432 | 1.8825 | -10.7643
4265 | jul | 5.0445 | 3.08 | 1.9645 | -10.1369
4268 | jul | 4.9968 | 3.2523 | 1.7445 | -10.1808
4270 | jul | 5.0974 | 3.183 | 1.9144 | -9.6639
4274 | jul | 5.1626 | 3.1412 | 2.0215 | -9.7757
4275 | jul | 4.4968 | 3.7554 | 0.74146 | -17.7448
4276 | jul | 4.7092 | 3.47 | 1.2392 | -13.5747
4280 | jul | 5.097 | 3.0374 | 2.0596 | -10.1089
4281 | jul | 5.0062 | 3.2687 | 1.7375 | -11.1917
4282 | jul | 5.0379 | 3.1975 | 1.8404 | -11.0482
4284 | jul | 4.9973 | 3.119 | 1.8783 | -10.6442
4285 | jul | 4.5865 | 3.6101 | 0.97643 | -16.2854
4287 | jul | 5.0984 | 2.9328 | 2.1656 | -9.7132
4289 | jul | 4.8994 | 3.3293 | 1.5701 | -11.9495
4290 | jul | 4.7867 | 3.3862 | 1.4005 | -13.303
4292 | jul | 4.8583 | 3.346 | 1.5123 | -12.73
4294 | jul | 4.7308 | 3.4018 | 1.329 | -14.3722
4330 | jul | 5.0074 | 2.9362 | 2.0711 | -8.5332
4341 | jul | 4.8806 | 2.9577 | 1.9228 | -10.2586
4342 | jul | 5.057 | 2.8361 | 2.2209 | -8.9856
4344 | jul | 5.0345 | 2.9352 | 2.0993 | -8.6614
4345 | jul | 5.04 | 2.9043 | 2.1356 | -8.8168
4346 | jul | 5.0267 | 2.8973 | 2.1295 | -8.5427
4347 | jul | 5.0285 | 2.9419 | 2.0866 | -8.6661
4348 | jul | 4.9565 | 2.8781 | 2.0783 | -9.5216
4349 | jul | 4.9418 | 3.154 | 1.7879 | -11.1927
4350 | jul | 5.0679 | 2.9666 | 2.1013 | -9.4582
4351 | jul | 5.0209 | 2.9772 | 2.0437 | -8.9739
4352 | jul | 4.94 | 3.1058 | 1.8342 | -10.668
4353 | jul | 5.0053 | 2.868 | 2.1373 | -8.9729
4354 | jul | 4.8658 | 3.0011 | 1.8646 | -10.425
4355 | jul | 4.9906 | 3.0506 | 1.9401 | -9.8665
4357 | jul | 5.0595 | 2.8934 | 2.1661 | -9.1395
4358 | jul | 4.9472 | 2.9598 | 1.9874 | -9.2755
4360 | jul | 4.8864 | 3.1708 | 1.7156 | -11.6594
4363 | jul | 4.9809 | 2.9089 | 2.072 | -9.0519
4364 | jul | 5.0248 | 3.0345 | 1.9903 | -9.6454
4401 | jul | 4.8004 | 3.0345 | 1.7659 | -7.8647
4406 | jul | 4.4867 | 3.6601 | 0.82662 | -13.7714
4408 | jul | 4.6548 | 3.1682 | 1.4866 | -13.5964
4410 | jul | 4.7331 | 3.1513 | 1.5819 | -8.6595
4411 | jul | 4.7354 | 3.0376 | 1.6978 | -10.2133
4412 | jul | 4.7867 | 3.0418 | 1.7449 | -8.5649
4413 | jun | 4.5614 | 3.1893 | 1.3721 | -14.0428
4414 | jul | 4.6261 | 3.5151 | 1.111 | -10.7024
4416 | jul | 4.8208 | 3.0299 | 1.7909 | -10.1429
4417 | jun | 4.559 | 3.0827 | 1.4762 | -11.9102
4418 | jul | 4.7158 | 3.0764 | 1.6394 | -10.5553
4419 | jul | 4.8054 | 3.0884 | 1.7169 | -8.5654
4421 | jul | 4.8595 | 2.9425 | 1.917 | -11.3532
4422 | jul | 4.7236 | 3.2173 | 1.5062 | -9.0296
4424 | jun | 4.5708 | 3.1626 | 1.4082 | -13.1191
4426 | jul | 4.6362 | 3.435 | 1.2013 | -10.4333
4427 | jul | 4.7702 | 3.137 | 1.6332 | -8.3422
4428 | jul | 4.7283 | 3.0813 | 1.647 | -11.2965
4429 | jul | 4.7456 | 3.0894 | 1.6562 | -11.3138
4430 | jun | 4.6457 | 3.1929 | 1.4528 | -10.7488
4434 | jul | 4.7994 | 3.0994 | 1.7 | -8.8642
4435 | jul | 4.771 | 3.1615 | 1.6095 | -8.6006
4438 | jul | 4.8211 | 3.0366 | 1.7845 | -9.7937
4441 | jul | 4.4135 | 3.8998 | 0.51369 | -14.7471
4442 | jul | 4.448 | 3.7631 | 0.68487 | -13.7971
4443 | jul | 4.6636 | 3.4307 | 1.2328 | -10.6341
4444 | jul | 4.8172 | 3.0592 | 1.758 | -8.6359
4448 | jul | 4.7229 | 3.2043 | 1.5186 | -9.6599
4449 | jul | 4.7666 | 3.0833 | 1.6833 | -8.0727
4450 | jul | 4.8048 | 3.0583 | 1.7464 | -7.6182
4451 | jun | 4.6288 | 3.1215 | 1.5073 | -11.4479
4453 | jul | 4.7207 | 3.2122 | 1.5085 | -9.3175
4454 | jun | 4.5484 | 3.0837 | 1.4647 | -14.1767
4455 | jun | 4.58 | 3.1018 | 1.4781 | -12.055
4456 | jul | 4.8058 | 3.0814 | 1.7243 | -7.9729
4457 | jun | 4.6063 | 3.1082 | 1.4981 | -11.0256
4459 | jun | 4.6326 | 3.1134 | 1.5192 | -11.3164
4460 | jun | 4.6369 | 3.1517 | 1.4852 | -10.9685
4461 | jul | 4.7346 | 3.0246 | 1.71 | -9.7117
4462 | jun | 4.6299 | 3.2924 | 1.3375 | -10.997
4463 | jul | 4.6893 | 3.3597 | 1.3297 | -9.8574
4464 | jul | 4.544 | 3.5821 | 0.96188 | -12.4355
4468 | jul | 4.747 | 3.031 | 1.7159 | -8.5535
4469 | jul | 4.7557 | 3.0028 | 1.7529 | -8.625
4471 | jun | 4.6071 | 3.2307 | 1.3764 | -11.806
4472 | jul | 4.7858 | 3.0394 | 1.7464 | -11.8032
4473 | jul | 4.7642 | 3.0079 | 1.7564 | -8.2826
4474 | jul | 4.813 | 3.0397 | 1.7733 | -8.7522
4475 | jul | 4.7254 | 3.1328 | 1.5926 | -9.9161
4476 | jul | 4.8193 | 2.9836 | 1.8357 | -11.9082
4478 | jul | 4.4355 | 3.8064 | 0.62917 | -13.6312
4479 | jul | 4.6971 | 3.342 | 1.355 | -9.9697
4481 | jul | 4.68 | 3.3574 | 1.3226 | -9.573
4487 | jun | 4.5571 | 3.1404 | 1.4167 | -13.1469
4488 | jul | 4.7975 | 3.1122 | 1.6853 | -8.4387
4490 | jun | 4.5519 | 3.127 | 1.4248 | -13.9041
4491 | jun | 4.545 | 3.1055 | 1.4395 | -14.3736
4492 | jun | 4.5458 | 3.0268 | 1.5191 | -13.6968
4493 | jun | 4.6188 | 3.073 | 1.5457 | -10.4068
4495 | jun | 4.5995 | 3.1073 | 1.4923 | -11.5703
4496 | jul | 4.8211 | 3.0448 | 1.7763 | -9.2571
4497 | jun | 4.6099 | 3.1453 | 1.4646 | -11.531
4530 | jul | 5.1047 | 2.7296 | 2.3751 | -9.0257
4535 | jul | 5.0336 | 2.8204 | 2.2132 | -9.0196
4537 | jul | 5.0257 | 2.7448 | 2.2809 | -9.4166
4538 | jul | 5.02 | 2.7439 | 2.2761 | -9.4633
4539 | jul | 5.0161 | 2.7606 | 2.2555 | -9.5708
4541 | jul | 5.0156 | 2.7451 | 2.2705 | -9.8611
4543 | jul | 5.0123 | 2.787 | 2.2253 | -9.4227
4544 | jul | 5.02 | 2.7439 | 2.2761 | -9.4633
4547 | jul | 4.9428 | 2.7791 | 2.1637 | -10.0808
4548 | jul | 5.0921 | 2.7 | 2.3921 | -9.1492
4549 | jul | 5.0804 | 2.7383 | 2.3422 | -9.0509
4551 | jul | 5.0053 | 2.7771 | 2.2282 | -9.6547
4553 | jul | 5.0229 | 2.7957 | 2.2271 | -9.1794
4554 | jul | 5.019 | 2.7441 | 2.2749 | -9.5427
4555 | jul | 4.9941 | 2.8188 | 2.1754 | -9.4196
4556 | jul | 5.0346 | 2.7658 | 2.2688 | -9.2551
4558 | jul | 5.02 | 2.7439 | 2.2761 | -9.4633
4562 | jul | 5.1167 | 2.7001 | 2.4166 | -9.0136
4563 | jul | 4.9155 | 2.7887 | 2.1267 | -10.2518
4564 | jul | 5.0146 | 2.7498 | 2.2647 | -9.8219
4568 | jul | 5.02 | 2.7439 | 2.2761 | -9.4633
4571 | jul | 5.074 | 2.7391 | 2.3349 | -9.0906
4572 | jul | 4.9501 | 2.8275 | 2.1225 | -9.8975
4573 | jul | 5.0196 | 2.7562 | 2.2634 | -9.4532
4574 | jul | 4.8814 | 2.9295 | 1.9519 | -10.2838
4576 | jul | 5.071 | 2.7015 | 2.3696 | -9.2882
4578 | jul | 5.0576 | 2.777 | 2.2806 | -9.0862
4579 | jul | 5.0806 | 2.7707 | 2.3099 | -9.0541
4605 | jul | 4.6905 | 3.0744 | 1.6161 | -14.2236
4606 | jul | 4.4115 | 3.0862 | 1.3254 | -15.9978
4607 | jul | 4.5989 | 3.0637 | 1.5352 | -17.0696
4609 | jul | 4.68 | 3.0148 | 1.6652 | -17.7815
4611 | jul | 4.3208 | 3.1025 | 1.2183 | -15.9712
4612 | jul | 4.68 | 2.9879 | 1.6921 | -17.4524
4613 | jul | 4.5548 | 3.0153 | 1.5394 | -17.5005
4614 | jul | 4.7533 | 2.9929 | 1.7604 | -13.9757
4616 | jul | 4.7544 | 2.9458 | 1.8085 | -14.6242
4617 | jul | 4.8311 | 2.9349 | 1.8962 | -12.0912
4619 | jul | 4.4562 | 2.8996 | 1.5566 | -15.51
4622 | jul | 4.5939 | 3.1257 | 1.4682 | -16.1406
4623 | jul | 4.4666 | 3.1148 | 1.3518 | -15.6821
4624 | jul | 4.5127 | 3.0276 | 1.4852 | -17.1653
4625 | jul | 4.6153 | 3.0242 | 1.5911 | -18.6799
4626 | jul | 4.1323 | 3.1442 | 0.98809 | -15.9173
4627 | jul | 4.7744 | 2.9095 | 1.865 | -13.6054
4628 | jul | 4.2961 | 3.0371 | 1.259 | -15.3213
4630 | jul | 4.284 | 3.1088 | 1.1751 | -15.466
4631 | jul | 4.1312 | 2.9311 | 1.2001 | -15.8124
4634 | jul | 4.6667 | 3.0666 | 1.6001 | -15.7869
4640 | jul | 4.7031 | 3.024 | 1.6791 | -16.2124
4642 | jul | 4.827 | 2.9165 | 1.9105 | -11.9651
4643 | jul | 4.4786 | 3.0795 | 1.3991 | -16.0699
4645 | jul | 4.7465 | 2.8921 | 1.8544 | -15.0549
4646 | jul | 4.6091 | 3.0273 | 1.5818 | -18.7912
4648 | jul | 4.359 | 3.1113 | 1.2477 | -15.7034
4649 | jul | 4.3269 | 3.1031 | 1.2238 | -15.9487
4650 | jul | 4.7967 | 2.9105 | 1.8862 | -12.7212
4652 | jul | 4.1086 | 3.1115 | 0.99713 | -15.8637
4653 | jul | 4.7019 | 2.9754 | 1.7265 | -17.0397
4654 | jul | 4.4296 | 3.1379 | 1.2918 | -15.1322
4655 | jul | 4.24 | 3.1282 | 1.1118 | -15.8276
4657 | jul | 4.4819 | 3.0791 | 1.4028 | -14.6738
4658 | jul | 4.5567 | 3.0598 | 1.4969 | -16.358
4660 | jul | 4.7057 | 2.9873 | 1.7184 | -16.8414
4666 | jul | 4.3648 | 2.9336 | 1.4311 | -15.2342
4667 | jul | 4.2578 | 2.8332 | 1.4246 | -15.7185
4668 | jun | 4.5148 | 3.0118 | 1.503 | -13.5711
4669 | jul | 4.5484 | 3.0255 | 1.5229 | -17.3646
4671 | jul | 4.3606 | 2.8105 | 1.5501 | -15.9025
4673 | jul | 4.7853 | 2.9282 | 1.8571 | -13.259
4674 | jul | 4.7105 | 2.9745 | 1.7359 | -16.7586
4676 | jul | 4.7801 | 2.9504 | 1.8297 | -13.4693
4677 | jul | 4.6511 | 3.0379 | 1.6132 | -17.1136
4679 | jul | 4.6603 | 3.002 | 1.6583 | -17.8262
4680 | jul | 4.5437 | 3.0501 | 1.4937 | -16.78
4681 | jul | 4.7681 | 2.9093 | 1.8589 | -13.9679
4683 | jul | 4.7891 | 2.8902 | 1.8989 | -12.5311
4684 | jul | 4.7255 | 3.0276 | 1.6979 | -14.2751
4685 | jul | 4.7214 | 2.9605 | 1.761 | -16.5991
4691 | jul | 4.1404 | 2.9881 | 1.1522 | -15.5074
4693 | jul | 4.5547 | 3.0156 | 1.5391 | -17.4974
4694 | jun | 4.4201 | 2.9874 | 1.4327 | -14.2192
4730 | jun | 4.6275 | 3.1203 | 1.5071 | -10.0636
4732 | jun | 4.6899 | 3.0955 | 1.5943 | -8.1886
4733 | jun | 4.6293 | 3.1704 | 1.4589 | -10.6963
4734 | jun | 4.6699 | 3.2611 | 1.4088 | -10.8231
4735 | jun | 4.6478 | 3.208 | 1.4398 | -10.1951
4736 | jun | 4.7245 | 3.0413 | 1.6832 | -9.3803
4737 | jun | 4.4234 | 3.5293 | 0.89413 | -12.1999
4740 | jun | 4.7184 | 3.2509 | 1.4675 | -10.422
4741 | jun | 4.3287 | 3.3828 | 0.94586 | -14.251
4742 | jun | 4.7099 | 3.1818 | 1.5281 | -10.8356
4743 | jun | 4.5396 | 3.1949 | 1.3447 | -12.1435
4745 | jun | 4.6157 | 3.0781 | 1.5375 | -13.9212
4746 | jun | 4.6273 | 3.0889 | 1.5384 | -13.4903
4747 | jun | 4.6232 | 3.1702 | 1.4531 | -10.134
4750 | jun | 4.6808 | 3.1528 | 1.5281 | -11.5159
4751 | jun | 4.6909 | 3.0898 | 1.6011 | -10.8712
4756 | jun | 4.6104 | 3.0935 | 1.5168 | -14.6388
4757 | jun | 4.742 | 3.084 | 1.6581 | -7.4789
4758 | jun | 4.7016 | 3.2814 | 1.4202 | -10.6426
4760 | jun | 4.6486 | 3.1261 | 1.5224 | -9.982
4761 | jun | 4.6188 | 3.1014 | 1.5174 | -9.8235
4762 | jun | 4.7095 | 3.0454 | 1.664 | -10.0532
4763 | jun | 4.6024 | 3.1671 | 1.4354 | -10.2624
4764 | jun | 4.6178 | 3.186 | 1.4318 | -8.8742
4765 | jun | 4.5871 | 3.272 | 1.3151 | -10.1549
4766 | jun | 4.7251 | 3.0617 | 1.6634 | -9.342
4768 | jun | 4.6631 | 3.0945 | 1.5686 | -9.1267
4769 | jun | 4.7483 | 3.1287 | 1.6196 | -8.1698
4772 | jun | 4.6319 | 3.0518 | 1.5801 | -13.623
4773 | jun | 4.6229 | 3.0761 | 1.5468 | -14.1679
4774 | jun | 4.4458 | 3.333 | 1.1128 | -12.2571
4776 | jun | 4.6248 | 3.1602 | 1.4646 | -10.7765
4777 | jun | 4.6445 | 3.1984 | 1.4461 | -10.23
4779 | jun | 4.6453 | 3.0617 | 1.5836 | -12.614
4780 | jun | 4.6002 | 3.2168 | 1.3834 | -10.2633
4781 | jun | 4.5515 | 3.1681 | 1.3834 | -12.1396
4783 | jun | 4.6698 | 3.0536 | 1.6162 | -11.3592
4785 | jun | 4.6537 | 3.1467 | 1.507 | -12.1929
4786 | jun | 4.753 | 3.0481 | 1.7049 | -8.0246
4787 | jun | 4.6907 | 3.21 | 1.4807 | -9.0491
4841 | jul | 4.8727 | 2.853 | 2.0198 | -11.0724
4843 | jul | 4.8231 | 2.9475 | 1.8756 | -11.8711
4847 | jul | 4.8423 | 2.9444 | 1.8979 | -11.2726
4848 | jul | 4.86 | 2.9464 | 1.9136 | -10.637
4849 | jul | 4.8237 | 2.9642 | 1.8595 | -11.4116
4853 | jul | 4.8702 | 2.8195 | 2.0507 | -11.7437
4854 | jul | 4.8785 | 2.8221 | 2.0563 | -11.1297
4856 | jul | 4.8491 | 2.9012 | 1.9479 | -11.4319
4858 | jul | 4.8832 | 2.8199 | 2.0633 | -11.0005
4859 | jul | 4.8957 | 2.809 | 2.0867 | -10.638
4860 | jul | 4.9051 | 2.748 | 2.1571 | -10.2636
4861 | jul | 4.8921 | 2.8252 | 2.0669 | -10.6845
4862 | jul | 4.8598 | 2.9376 | 1.9222 | -10.7837
4863 | jul | 4.8757 | 2.8145 | 2.0612 | -11.6894
4864 | jul | 4.8962 | 2.846 | 2.0502 | -10.5163
4901 | jul | 4.9492 | 2.9778 | 1.9714 | -8.4737
4910 | jul | 4.9073 | 3.0022 | 1.905 | -9.3404
4911 | jul | 4.7946 | 3.2354 | 1.5592 | -11.5745
4912 | jul | 4.7371 | 3.2965 | 1.4406 | -10.9726
4915 | jul | 4.8195 | 3.0088 | 1.8107 | -10.622
4917 | jul | 4.9492 | 3.0441 | 1.905 | -9.7246
4920 | jul | 4.5396 | 3.5765 | 0.96308 | -14.2516
4921 | jul | 4.7987 | 3.0798 | 1.719 | -10.6659
4922 | jul | 4.8812 | 3.0463 | 1.8349 | -8.7216
4923 | jul | 4.7477 | 3.2997 | 1.448 | -10.0851
4924 | jul | 4.8899 | 3.079 | 1.811 | -8.7613
4925 | jul | 4.4911 | 3.6726 | 0.81855 | -14.7396
4927 | jul | 4.9187 | 3.0283 | 1.8904 | -8.5162
4928 | jul | 4.7679 | 3.1811 | 1.5868 | -8.8419
4929 | jul | 4.8356 | 3.0752 | 1.7604 | -8.6272
4930 | jul | 4.7383 | 3.2686 | 1.4696 | -9.6739
4932 | jul | 4.7992 | 3.0942 | 1.7049 | -9.5948
4936 | jul | 4.2854 | 4.0526 | 0.2328 | -19.1404
4937 | jul | 4.9127 | 3.0429 | 1.8697 | -8.9805
4938 | jul | 4.7801 | 3.306 | 1.4741 | -13.3289
4939 | jul | 4.7127 | 3.2605 | 1.4522 | -9.4487
4941 | jul | 4.8222 | 3.0432 | 1.779 | -10.7354
4942 | jul | 4.6182 | 3.4381 | 1.18 | -12.2582
4943 | jul | 4.8344 | 3.1658 | 1.6686 | -9.3697
4945 | jul | 4.3439 | 3.9117 | 0.43224 | -14.7297
4947 | jul | 4.3895 | 3.7883 | 0.60122 | -17.8556
4949 | jul | 4.8353 | 3.0028 | 1.8324 | -10.8716
4950 | jul | 4.8201 | 3.1934 | 1.6267 | -10.3203
4951 | jul | 4.8004 | 3.083 | 1.7174 | -10.4062
4952 | jul | 4.81 | 3.0076 | 1.8024 | -10.9824
4953 | jul | 4.7977 | 3.1146 | 1.6831 | -8.4967
4954 | jul | 4.7133 | 3.3477 | 1.3656 | -12.7167
4955 | jul | 4.8243 | 3.2296 | 1.5947 | -12.3493
4956 | jul | 4.6861 | 3.4 | 1.2861 | -14.0626
4957 | jul | 4.8625 | 3.1401 | 1.7225 | -10.4011
4958 | jul | 4.7422 | 3.2947 | 1.4475 | -11.451
4961 | jul | 4.6005 | 3.5026 | 1.098 | -14.1137
4963 | jul | 4.9067 | 3.0762 | 1.8305 | -10.0868
4965 | jul | 4.8338 | 3.1261 | 1.7077 | -8.7923
4966 | jul | 4.4436 | 3.7666 | 0.67696 | -18.1912
4967 | jul | 4.8707 | 3.0891 | 1.7816 | -8.7173
4969 | jul | 4.8085 | 3.0823 | 1.7263 | -8.7051
4970 | jul | 4.2981 | 4.0388 | 0.25923 | -20.3397
4971 | jul | 4.8104 | 3.1939 | 1.6165 | -9.234
4973 | jul | 4.8145 | 2.9984 | 1.8161 | -11.1787
4974 | jul | 4.8375 | 2.9918 | 1.8456 | -10.3779
4976 | jul | 4.8527 | 3.1447 | 1.7079 | -9.5658
4978 | jul | 4.8873 | 3.0947 | 1.7926 | -10.0485
4979 | jul | 4.6845 | 3.375 | 1.3095 | -12.1157
4981 | jul | 4.8388 | 3.0014 | 1.8373 | -10.2856
4982 | jul | 4.3041 | 3.9582 | 0.34591 | -19.5934
4983 | jul | 4.5966 | 3.5325 | 1.0642 | -15.4655
4984 | jul | 4.6712 | 3.4673 | 1.2039 | -15.0745
4985 | jul | 4.4279 | 3.7671 | 0.66079 | -14.605
4986 | jul | 4.8042 | 3.0844 | 1.7198 | -10.5444
4987 | jul | 4.8175 | 3.0749 | 1.7425 | -9.4092
4988 | jul | 4.8846 | 3.034 | 1.8507 | -9.2622
4989 | jul | 4.9932 | 2.9412 | 2.052 | -8.5296
5001 | jul | 5.3719 | 3.3511 | 2.0209 | -4.6493
5032 | jul | 5.1705 | 3.5511 | 1.6194 | -7.8001
5033 | jul | 5.2016 | 3.4361 | 1.7654 | -4.4202
5034 | jul | 5.1078 | 3.6808 | 1.4271 | -11.512
5035 | jul | 5.0708 | 3.7193 | 1.3515 | -12.0476
5036 | jul | 5.1087 | 3.501 | 1.6077 | -6.5807
5037 | jul | 5.4002 | 3.4179 | 1.9823 | -6.7033
5038 | jul | 5.0605 | 3.5521 | 1.5084 | -7.8253
5039 | jul | 5.0757 | 3.5314 | 1.5443 | -7.1046
5040 | jul | 5.1434 | 3.4782 | 1.6652 | -5.4806
5041 | jul | 5.1716 | 3.452 | 1.7195 | -5.8066
5042 | jul | 5.2154 | 3.5176 | 1.6978 | -4.5935
5043 | jul | 5.332 | 3.3701 | 1.9619 | -3.9045
5045 | jul | 5.1989 | 3.4362 | 1.7628 | -4.8933
5046 | jul | 5.0545 | 3.6151 | 1.4394 | -8.0132
5048 | jul | 5.4159 | 3.3273 | 2.0886 | -4.6644
5051 | jul | 5.2562 | 3.4067 | 1.8494 | -3.0055
5052 | jul | 5.4157 | 3.315 | 2.1007 | -4.2707
5053 | jul | 5.2604 | 3.4589 | 1.8015 | -6.5355
5055 | jul | 5.3759 | 3.3482 | 2.0277 | -3.9232
5056 | jul | 5.0548 | 3.7619 | 1.2929 | -13.1326
5058 | jul | 5.1993 | 3.4359 | 1.7634 | -5.2754
5060 | jul | 5.1199 | 3.5744 | 1.5456 | -7.6286
5061 | jul | 5.2088 | 3.4315 | 1.7774 | -5.3639
5062 | jul | 5.2244 | 3.5714 | 1.6531 | -9.692
5065 | jul | 5.2482 | 3.4421 | 1.8061 | -6.015
5067 | jul | 5.241 | 3.4926 | 1.7484 | -7.3576
5068 | jul | 5.223 | 3.4723 | 1.7507 | -6.5412
5069 | jul | 5.1813 | 3.4977 | 1.6836 | -5.0307
5070 | jul | 5.2265 | 3.443 | 1.7835 | -5.7653
5071 | jul | 5.2153 | 3.5608 | 1.6545 | -9.2894
5072 | jul | 5.1348 | 3.5039 | 1.6309 | -6.9484
5073 | jul | 5.3277 | 3.409 | 1.9187 | -6.0817
5075 | jul | 5.2696 | 3.4021 | 1.8675 | -4.6723
5076 | jul | 5.0782 | 3.5574 | 1.5208 | -7.1492
5077 | jul | 5.1473 | 3.4884 | 1.6589 | -6.6426
5079 | jul | 5.0881 | 3.5238 | 1.5643 | -7.1076
5081 | jul | 5.25 | 3.4377 | 1.8123 | -3.3582
5083 | jul | 5.1383 | 3.4713 | 1.6671 | -5.9127
5084 | jul | 5.293 | 3.4207 | 1.8724 | -5.8264
5086 | jul | 5.0372 | 3.569 | 1.4682 | -7.9084
5089 | jul | 5.4358 | 3.3655 | 2.0703 | -5.5308
5091 | jul | 5.2255 | 3.5241 | 1.7015 | -8.1649
5101 | jul | 5.5666 | 3.4278 | 2.1388 | -5.2281
5141 | jul | 5.5291 | 3.4889 | 2.0402 | -6.4133
5142 | jul | 5.287 | 3.5401 | 1.7469 | -9.2959
5143 | jul | 5.3455 | 3.57 | 1.7755 | -9.2909
5146 | jul | 5.4304 | 3.5479 | 1.8825 | -8.2888
5148 | jul | 5.152 | 3.707 | 1.445 | -12.4815
5149 | jul | 5.1627 | 3.6791 | 1.4836 | -11.8272
5150 | jul | 5.4309 | 3.4538 | 1.9772 | -7.1325
5151 | jul | 5.4315 | 3.4218 | 2.0097 | -6.7362
5152 | jul | 5.1228 | 3.74 | 1.3828 | -13.1067
5153 | jul | 5.212 | 3.6117 | 1.6002 | -10.6165
5154 | jul | 5.5587 | 3.46 | 2.0988 | -5.653
5155 | jul | 5.1973 | 3.7097 | 1.4876 | -12.1843
5156 | jul | 5.5245 | 3.3892 | 2.1354 | -5.4425
5158 | jul | 5.608 | 3.4383 | 2.1697 | -4.645
5161 | jul | 5.1572 | 3.7011 | 1.4562 | -12.297
5201 | jul | 5.2578 | 3.6731 | 1.5848 | -11.1969
5250 | jul | 5.4015 | 3.4636 | 1.9379 | -7.8734
5251 | jul | 5.2356 | 3.5808 | 1.6548 | -10.358
5252 | jul | 5.1707 | 3.6979 | 1.4728 | -12.3306
5253 | jul | 5.1738 | 3.6585 | 1.5153 | -11.7545
5255 | jul | 5.2071 | 3.635 | 1.5721 | -11.299
5257 | jul | 5.5943 | 3.3717 | 2.2226 | -4.8835
5260 | jul | 5.5762 | 3.4346 | 2.1417 | -5.5369
5261 | jul | 5.4711 | 3.5413 | 1.9298 | -7.7343
5262 | jul | 5.4412 | 3.4882 | 1.953 | -7.6079
5301 | jul | 5.5772 | 3.5769 | 2.0003 | -6.561
5340 | jul | 5.1091 | 3.7563 | 1.3528 | -13.4133
5341 | jul | 5.286 | 3.7314 | 1.5547 | -11.5563
5342 | jul | 5.3608 | 3.7092 | 1.6516 | -10.3597
5343 | jul | 5.2407 | 3.7072 | 1.5334 | -11.7733
5345 | jul | 5.4835 | 3.5868 | 1.8966 | -7.9223
5346 | jul | 5.6172 | 3.4775 | 2.1398 | -4.9778
5350 | jul | 5.2066 | 3.7866 | 1.42 | -12.9825
5351 | jul | 5.3712 | 3.6848 | 1.6864 | -10.1742
5352 | jul | 5.2362 | 3.7467 | 1.4896 | -12.3268
5353 | jul | 5.4476 | 3.5849 | 1.8627 | -8.4074
5354 | jul | 5.7887 | 3.4854 | 2.3033 | -3.0624
5355 | jul | 5.2461 | 3.7303 | 1.5158 | -11.9463
5356 | jul | 5.1084 | 3.8206 | 1.2878 | -14.1367
5358 | jul | 5.4539 | 3.6586 | 1.7953 | -8.7487
5359 | jul | 5.3346 | 3.6293 | 1.7053 | -10.1053
5360 | jul | 5.0837 | 3.8086 | 1.275 | -14.2234
5361 | jul | 5.2788 | 3.7567 | 1.522 | -11.8691
5362 | jul | 5.4738 | 3.6176 | 1.8562 | -8.2723
5363 | jul | 5.1568 | 3.8132 | 1.3436 | -13.6064
5401 | jul | 5.7101 | 3.2251 | 2.485 | 3.2222
5403 | jul | 5.7056 | 3.3035 | 2.4022 | 2.3315
5404 | jul | 5.6929 | 3.2798 | 2.4131 | 2.4606
5405 | jul | 5.704 | 3.2592 | 2.4448 | 2.794
5408 | jul | 5.7047 | 3.1284 | 2.5762 | 4.1608
5440 | jun | 5.2462 | 3.0076 | 2.2386 | -1.1033
5441 | jul | 5.1069 | 4.1994 | 0.90745 | -12.7731
5442 | jul | 5.0005 | 4.2542 | 0.74629 | -14.5564
5443 | jul | 5.3259 | 3.5173 | 1.8087 | -4.2669
5444 | jul | 5.2995 | 3.8623 | 1.4372 | -7.4825
5445 | jul | 5.7404 | 3.1774 | 2.563 | 3.6689
5446 | jul | 5.6706 | 3.2853 | 2.3854 | 2.168
5447 | jun | 4.8862 | 4.0811 | 0.80507 | -14.7967
5448 | jul | 5.2793 | 4.0029 | 1.2764 | -8.9074
5450 | jun | 4.973 | 3.9471 | 1.0259 | -12.1539
5452 | jul | 5.5924 | 3.5577 | 2.0347 | -1.5126
5454 | jul | 5.4657 | 3.7387 | 1.727 | -4.5496
5455 | jun | 5.1232 | 3.6147 | 1.5084 | -6.8647
5456 | jul | 5.7699 | 3.11 | 2.6599 | 4.3531
5457 | jun | 5.0873 | 3.783 | 1.3043 | -9.5242
5458 | jun | 5.3127 | 2.793 | 2.5198 | 3.5859
5459 | jun | 5.1827 | 3.5376 | 1.6451 | -6.912
5461 | jul | 5.5825 | 3.4216 | 2.1609 | -0.25452
5462 | jul | 5.2025 | 3.6649 | 1.5376 | -6.806
5463 | jun | 5.2596 | 2.863 | 2.3966 | 1.4425
5464 | jul | 5.1399 | 3.9737 | 1.1663 | -10.3279
5465 | jul | 5.3796 | 3.6607 | 1.7189 | -4.9181
5468 | jul | 5.6059 | 3.4476 | 2.1583 | -0.16545
5471 | jul | 4.9352 | 4.4265 | 0.50866 | -16.7691
5472 | jul | 5.6302 | 3.2565 | 2.3737 | 1.4574
5473 | jul | 5.7129 | 3.2057 | 2.5072 | 2.9724
5474 | jun | 5.2862 | 2.9093 | 2.3769 | 1.1739
5476 | jun | 4.7719 | 4.1599 | 0.61204 | -16.5973
5477 | jul | 5.3918 | 3.6076 | 1.7842 | -4.3035
5478 | jun | 5.217 | 3.3308 | 1.8862 | -3.5179
5482 | jul | 5.7314 | 3.2152 | 2.5162 | 3.4431
5483 | jun | 5.1557 | 3.5999 | 1.5558 | -7.1337
5486 | jul | 5.6222 | 2.9948 | 2.6274 | 4.5174
5487 | jul | 5.3087 | 3.5557 | 1.753 | -4.5427
5488 | jun | 5.2491 | 3.2604 | 1.9887 | -3.8274
5489 | jul | 5.3034 | 3.7704 | 1.533 | -6.7276
5491 | jul | 5.7633 | 3.07 | 2.6932 | 4.477
5492 | jul | 5.075 | 4.1078 | 0.9672 | -12.2961
5494 | jul | 5.5095 | 3.668 | 1.8415 | -3.441
5495 | jul | 5.6572 | 3.4649 | 2.1923 | 0.080492
5602 | jul | 5.2191 | 3.3384 | 1.8808 | -4.7247
5640 | jul | 5.1144 | 3.5025 | 1.6119 | -6.9796
5641 | jul | 5.0977 | 3.4313 | 1.6663 | -6.3636
5647 | jul | 4.9518 | 3.7814 | 1.1705 | -10.5538
5648 | jul | 5.0819 | 3.5961 | 1.4858 | -8.0904
5649 | jul | 5.028 | 3.546 | 1.482 | -7.9777
5650 | jul | 5.0892 | 3.6002 | 1.489 | -7.9487
5651 | jul | 5.1697 | 3.3358 | 1.8339 | -4.9895
5652 | jul | 4.9533 | 4.2163 | 0.73695 | -14.7643
5653 | jul | 4.9589 | 4.1291 | 0.82977 | -13.6793
5654 | jul | 5.0732 | 3.4714 | 1.6018 | -6.9161
5655 | jul | 5.0879 | 3.9477 | 1.1402 | -10.5983
5656 | jul | 5.0221 | 4.0555 | 0.96664 | -12.4234
5658 | jul | 5.0328 | 3.6335 | 1.3993 | -8.609
5660 | jul | 5.1946 | 3.4777 | 1.717 | -5.8849
5661 | jul | 5.0937 | 3.8467 | 1.247 | -9.716
5663 | jul | 5.1267 | 3.4861 | 1.6405 | -6.4671
5666 | jul | 5.0988 | 3.5264 | 1.5724 | -7.1678
5667 | jul | 5.082 | 3.4895 | 1.5925 | -6.9161
5669 | jul | 5.0309 | 3.6649 | 1.3659 | -8.9633
5672 | jul | 5.1153 | 3.7782 | 1.3371 | -9.1979
5673 | jul | 5.0579 | 3.6727 | 1.3852 | -8.7732
5674 | jul | 4.9835 | 3.7487 | 1.2348 | -10.2894
5675 | jul | 4.9996 | 3.6009 | 1.3987 | -8.8347
5676 | jul | 5.196 | 3.6206 | 1.5754 | -6.9465
5677 | jul | 5.1803 | 3.6142 | 1.5661 | -7.2956
5679 | jul | 5.0733 | 3.4935 | 1.5798 | -6.8978
5680 | jul | 5.0987 | 3.7972 | 1.3015 | -9.3307
5681 | jul | 5.068 | 3.703 | 1.365 | -8.9507
5682 | jul | 5.0746 | 3.6374 | 1.4372 | -8.5755
5701 | jul | 5.2505 | 3.5554 | 1.6951 | -8.4678
5730 | jul | 5.1472 | 3.6862 | 1.461 | -11.9542
5732 | jul | 5.659 | 3.1593 | 2.4997 | -0.57489
5733 | jul | 5.5155 | 3.3472 | 2.1683 | -2.4924
5734 | jul | 5.771 | 3.0659 | 2.705 | 4.0293
5735 | jul | 5.6062 | 3.2239 | 2.3824 | -1.6237
5736 | jul | 5.3926 | 3.427 | 1.9656 | -5.9323
5737 | jul | 5.1549 | 3.6544 | 1.5005 | -10.034
5738 | jul | 5.1695 | 3.6404 | 1.5291 | -10.6194
5739 | jul | 5.2186 | 3.6005 | 1.6181 | -10.516
5742 | jul | 5.1955 | 3.6301 | 1.5655 | -10.8761
5743 | jul | 5.7219 | 3.0689 | 2.6529 | 1.1021
5744 | jul | 5.5378 | 3.3136 | 2.2242 | -2.8109
5746 | jul | 5.0886 | 3.6774 | 1.4111 | -10.5212
5747 | jul | 4.9901 | 3.7421 | 1.248 | -10.4971
5748 | jul | 5.0253 | 3.7297 | 1.2956 | -10.4628
5751 | jul | 5.0724 | 3.7172 | 1.3552 | -11.6196
5753 | jul | 5.675 | 3.2161 | 2.4589 | 1.7721
5757 | jul | 5.4512 | 3.3446 | 2.1067 | -5.1894
5758 | jul | 5.125 | 3.7092 | 1.4158 | -12.329
5759 | jul | 5.3132 | 3.4953 | 1.8179 | -7.778
5760 | jul | 5.7443 | 3.0957 | 2.6486 | 2.1893
5761 | jul | 5.4147 | 3.376 | 2.0388 | -6.2965
5762 | jul | 5.0709 | 3.719 | 1.3519 | -11.0233
5763 | jul | 5.324 | 3.5082 | 1.8159 | -6.664
5764 | jul | 5.5999 | 3.1972 | 2.4028 | -2.1023
5765 | jul | 5.4283 | 3.4025 | 2.0258 | -5.1571
5766 | jul | 5.1977 | 3.6065 | 1.5912 | -7.1342
5767 | jul | 5.0565 | 3.6995 | 1.3569 | -10.2225
5769 | jul | 5.5946 | 3.3062 | 2.2884 | -0.64402
5770 | jul | 5.7671 | 3.0754 | 2.6917 | 3.3259
5772 | jul | 5.1137 | 3.6369 | 1.4768 | -9.4382
5773 | jul | 5.2932 | 3.5101 | 1.7831 | -8.5538
5774 | jul | 5.5389 | 3.2405 | 2.2984 | -3.5092
5775 | jul | 5.5527 | 3.2339 | 2.3187 | -3.6231
5776 | jul | 5.422 | 3.3892 | 2.0327 | -6.7557
5777 | jul | 5.4267 | 3.3911 | 2.0355 | -5.5657
5778 | jul | 5.7349 | 3.1593 | 2.5756 | 2.2225
5819 | jul | 5.089 | 3.6687 | 1.4204 | -6.4543
5820 | jul | 4.9066 | 4.154 | 0.75263 | -14.0683
5821 | jul | 5.1442 | 3.6023 | 1.5419 | -5.9526
5822 | jul | 4.87 | 4.0364 | 0.83355 | -13.4793
5824 | jul | 5.015 | 3.716 | 1.2989 | -7.2605
5825 | jul | 4.9262 | 4.1292 | 0.79699 | -13.0978
5826 | jul | 5.0015 | 3.9975 | 1.004 | -11.9718
5827 | jul | 4.951 | 4.0522 | 0.89882 | -12.8638
5828 | jul | 5.0312 | 3.7352 | 1.296 | -8.3745
5829 | jul | 4.8271 | 4.0477 | 0.77949 | -13.6814
5830 | jul | 4.7342 | 4.0368 | 0.6974 | -14.6032
5832 | jul | 4.8628 | 3.842 | 1.0207 | -11.072
5833 | jul | 4.7001 | 4.0071 | 0.69306 | -15.1099
5836 | jul | 4.9231 | 3.895 | 1.0281 | -11.78
5837 | jul | 4.7307 | 3.8944 | 0.83628 | -13.0389
5839 | jul | 4.8921 | 4.0099 | 0.88219 | -12.9687
5841 | jul | 4.9342 | 3.9703 | 0.96398 | -12.3641
5842 | jul | 4.8933 | 3.9447 | 0.94863 | -12.4301
5843 | jul | 5.0089 | 3.8289 | 1.18 | -10.4911
5845 | jul | 4.9246 | 4.1462 | 0.77844 | -13.5436
5846 | jul | 4.656 | 3.9427 | 0.71328 | -14.8932
5847 | jul | 4.8989 | 4.2898 | 0.60913 | -15.6062
5850 | jul | 4.9648 | 3.8087 | 1.1561 | -9.7529
5851 | jul | 4.9458 | 3.8398 | 1.106 | -10.37
5853 | jul | 4.6931 | 4.0232 | 0.66982 | -15.3275
5855 | jul | 4.8996 | 4.1475 | 0.75206 | -13.4972
5857 | jul | 4.9264 | 4.3055 | 0.62093 | -14.5563
5858 | jul | 4.7827 | 3.8399 | 0.94279 | -11.3389
5859 | jun | 4.6803 | 4.1953 | 0.48504 | -16.7702
5860 | jul | 4.847 | 4.0449 | 0.8021 | -13.7146
5862 | jul | 4.9944 | 3.7159 | 1.2785 | -9.4454
5866 | jul | 4.8935 | 3.9505 | 0.94299 | -12.4065
5867 | jul | 4.8624 | 3.9343 | 0.92816 | -12.5435
5868 | jul | 4.925 | 4.2888 | 0.63614 | -14.9409
5871 | jul | 4.7916 | 3.9164 | 0.87525 | -12.9658
5872 | jul | 4.7792 | 4.0182 | 0.76098 | -14.3225
5873 | jul | 4.9506 | 3.8019 | 1.1488 | -10.3489
5874 | jul | 4.9197 | 4.4177 | 0.50195 | -16.4899
5875 | jul | 4.917 | 4.047 | 0.86998 | -12.981
5901 | jul | 4.5494 | 3.9673 | 0.58213 | -16.8424
5902 | jul | 4.4955 | 3.9946 | 0.50092 | -16.6362
5903 | jul | 4.5145 | 3.9555 | 0.55906 | -16.7397
5904 | jul | 5.0065 | 3.7042 | 1.3023 | -6.6253
5905 | jul | 4.6679 | 3.8082 | 0.8597 | -12.9035
5906 | jul | 4.8893 | 3.742 | 1.1473 | -8.5181
5907 | jul | 4.6101 | 4.0009 | 0.60929 | -16.2734
6001 | jul | 6.0293 | 3.2304 | 2.799 | -0.54845
6002 | jul | 6.1687 | 3.1231 | 3.0456 | 0.92799
6010 | jul | 5.9338 | 3.2787 | 2.6552 | -1.2955
6013 | jul | 5.929 | 3.3197 | 2.6093 | -2.0111
6016 | jul | 6.1446 | 3.1793 | 2.9653 | 0.57976
6018 | jul | 5.627 | 3.6088 | 2.0183 | -6.8007
6019 | jul | 5.9209 | 3.3064 | 2.6145 | -2.3128
6021 | jul | 5.6274 | 3.5784 | 2.0491 | -7.2628
6022 | jul | 5.9106 | 3.3259 | 2.5847 | -2.3772
6023 | jul | 6.0653 | 3.2014 | 2.8638 | 0.43518
6024 | jul | 5.6236 | 3.6138 | 2.0098 | -6.9679
6026 | jul | 6.2085 | 3.076 | 3.1325 | 0.94255
6027 | jul | 5.7985 | 3.3976 | 2.4009 | -4.3869
6029 | jul | 5.9864 | 3.3488 | 2.6376 | -1.5498
6031 | jul | 5.6421 | 3.6238 | 2.0184 | -6.6248
6032 | jul | 6.0393 | 3.2181 | 2.8213 | -0.018081
6033 | jul | 6.0338 | 3.3387 | 2.6951 | -0.60073
6035 | jul | 6.0937 | 3.1629 | 2.9308 | -0.50577
6037 | jul | 6.0388 | 3.1964 | 2.8424 | 0.29846
6039 | jul | 5.7112 | 3.6058 | 2.1054 | -4.8428
6040 | jul | 6.0529 | 3.3492 | 2.7037 | -0.54346
6042 | jul | 6.071 | 3.3128 | 2.7582 | -0.31796
6043 | jul | 5.9259 | 3.4761 | 2.4498 | -2.7588
6051 | jul | 6.0663 | 3.1903 | 2.8759 | 0.51069
6052 | jul | 6.0358 | 3.2036 | 2.8322 | 0.18819
6053 | jul | 6.0564 | 3.1985 | 2.8579 | 0.35596
6057 | jul | 5.8198 | 3.411 | 2.4088 | -3.9377
6058 | jul | 5.6261 | 3.6042 | 2.0219 | -7.2372
6059 | jul | 5.7916 | 3.4071 | 2.3846 | -4.419
6060 | jul | 5.9567 | 3.2688 | 2.6879 | -2.274
6062 | jul | 5.9983 | 3.2254 | 2.7729 | -0.29167
6063 | jul | 5.7971 | 3.4112 | 2.3859 | -4.3312
6065 | jul | 5.7128 | 3.4892 | 2.2236 | -5.7985
6066 | jul | 5.9748 | 3.394 | 2.5808 | -1.8293
6067 | jul | 6.0692 | 3.2314 | 2.8378 | 0.35067
6068 | jul | 5.6734 | 3.6095 | 2.0639 | -5.5822
6069 | jul | 5.7334 | 3.6157 | 2.1177 | -4.6568
6070 | jul | 6.0793 | 3.1815 | 2.8978 | -0.42465
6071 | jul | 6.0049 | 3.2962 | 2.7087 | -1.2716
6073 | jul | 6.0351 | 3.2991 | 2.736 | -0.34366
6074 | jul | 6.145 | 3.2099 | 2.9351 | 0.73259
6076 | jul | 5.8338 | 3.5407 | 2.2931 | -4.3069
6078 | jul | 6.1973 | 3.0667 | 3.1306 | 1.2822
6081 | jul | 6.1853 | 3.0972 | 3.0881 | 0.61328
6082 | jul | 6.1528 | 3.1175 | 3.0353 | 0.88929
6084 | jul | 5.8729 | 3.5091 | 2.3638 | -3.3671
6085 | jul | 6.0071 | 3.2497 | 2.7573 | -0.66189
6088 | jul | 6.2123 | 3.1031 | 3.1092 | 1.4187
6089 | jul | 6.0623 | 3.1992 | 2.8631 | -0.40035
6090 | jul | 5.9443 | 3.2797 | 2.6646 | -2.353
6091 | jul | 5.7178 | 3.476 | 2.2418 | -5.7042
6092 | jul | 5.995 | 3.2465 | 2.7486 | -1.4479
6093 | jul | 6.1899 | 3.0772 | 3.1127 | 0.92074
6095 | jul | 6.2002 | 3.1129 | 3.0874 | 1.2142
6096 | jul | 6.2221 | 3.0765 | 3.1456 | 1.3434
6098 | jul | 5.6765 | 3.5419 | 2.1345 | -6.4061
6103 | jul | 6.1284 | 3.2062 | 2.9222 | 0.9658
6105 | jul | 6.1274 | 3.1848 | 2.9426 | 0.95536
6106 | jul | 6.1125 | 3.204 | 2.9085 | 0.89846
6107 | jul | 6.0986 | 3.1792 | 2.9194 | 0.75115
6108 | jul | 6.1458 | 3.2176 | 2.9281 | 1.0481
6109 | jul | 6.0909 | 3.2306 | 2.8603 | 0.60139
6110 | jul | 6.0993 | 3.1875 | 2.9118 | 0.83653
6111 | jul | 6.0865 | 3.1922 | 2.8943 | 0.69217
6112 | jul | 6.144 | 3.1688 | 2.9752 | 1.0059
6114 | jul | 6.1118 | 3.2231 | 2.8887 | 0.86505
6117 | jul | 6.1141 | 3.167 | 2.9471 | 0.68348
6118 | jul | 6.1276 | 3.2526 | 2.875 | 0.91936
6119 | jul | 6.1171 | 3.1775 | 2.9396 | 0.91992
6120 | jul | 6.1441 | 3.1891 | 2.9549 | 1.0253
6226 | jun | 5.5621 | 3.1192 | 2.443 | -3.8747
6231 | jun | 5.5275 | 3.1391 | 2.3884 | -3.4303
6232 | jul | 5.8774 | 3.5322 | 2.3452 | -3.5237
6234 | jun | 5.5761 | 3.0318 | 2.5443 | -4.1481
6235 | jun | 5.5463 | 3.1607 | 2.3857 | -4.5222
6237 | jun | 5.5567 | 3.1662 | 2.3905 | -3.6574
6238 | jun | 5.5865 | 3.2505 | 2.3361 | -3.526
6239 | jun | 5.5436 | 2.9981 | 2.5455 | -4.5302
6241 | jun | 5.5555 | 3.0472 | 2.5083 | -4.5163
6242 | jun | 5.5041 | 3.2439 | 2.2602 | -5.2243
6243 | jun | 5.5266 | 3.0306 | 2.496 | -4.8928
6247 | jun | 5.5479 | 3.0992 | 2.4487 | -4.4982
6248 | jul | 5.876 | 3.4787 | 2.3973 | -3.2264
6249 | jun | 5.5166 | 3.0759 | 2.4406 | -4.0586
6250 | jun | 5.5671 | 3.1754 | 2.3916 | -4.064
6254 | jun | 5.5097 | 2.9918 | 2.518 | -4.0822
6255 | jul | 5.91 | 3.4543 | 2.4557 | -4.3696
6256 | jun | 5.5678 | 3.1201 | 2.4477 | -4.0545
6259 | jun | 5.5545 | 3.1357 | 2.4188 | -4.554
6260 | jul | 5.9219 | 3.4278 | 2.4941 | -4.3022
6262 | jul | 5.8884 | 3.4842 | 2.4042 | -4.5174
6264 | jun | 5.5399 | 3.0456 | 2.4944 | -4.2041
6266 | jun | 5.5355 | 3.0628 | 2.4727 | -4.0553
6268 | jun | 5.5675 | 3.2225 | 2.345 | -3.989
6269 | jun | 5.5617 | 3.235 | 2.3267 | -4.0676
6277 | jul | 5.9085 | 3.4306 | 2.4779 | -4.5772
6278 | jun | 5.5083 | 3.2744 | 2.2339 | -5.0367
6279 | jun | 5.5292 | 3.3067 | 2.2225 | -4.5784
6280 | jun | 5.5456 | 3.0684 | 2.4772 | -4.0919
6281 | jul | 5.8552 | 3.5367 | 2.3185 | -4.8684
6282 | jun | 5.4946 | 3.2734 | 2.2212 | -5.356
6320 | jun | 5.4979 | 2.7439 | 2.7541 | -3.9281
6330 | jun | 5.5206 | 2.9701 | 2.5504 | -4.1016
6331 | jun | 5.5454 | 2.9841 | 2.5613 | -4.1872
6333 | jul | 5.8163 | 3.1751 | 2.6412 | -3.6636
6334 | jun | 5.4894 | 2.9456 | 2.5438 | -4.104
6335 | jun | 5.4946 | 2.7555 | 2.7391 | -3.9317
6336 | jun | 5.486 | 2.9977 | 2.4883 | -4.2336
6339 | jun | 5.4804 | 2.7409 | 2.7395 | -3.975
6340 | jun | 5.4977 | 2.7436 | 2.7542 | -3.9282
6349 | jun | 5.4979 | 2.7439 | 2.7541 | -3.9281
6351 | jun | 5.4904 | 2.8614 | 2.629 | -4.2684
6353 | jun | 5.4932 | 2.819 | 2.6742 | -3.9281
6354 | jun | 5.5118 | 2.9236 | 2.5881 | -4.6474
6355 | jun | 5.4667 | 2.6928 | 2.7738 | -3.9435
6357 | jul | 5.7989 | 3.0386 | 2.7602 | -3.3425
6359 | jun | 5.4654 | 2.7202 | 2.7452 | -4.0192
6360 | jun | 5.4995 | 2.8822 | 2.6173 | -3.9394
6365 | jun | 5.4863 | 2.8155 | 2.6708 | -4.0708
6370 | jun | 5.4872 | 2.8753 | 2.6119 | -3.9643
6371 | jul | 5.8262 | 3.1206 | 2.7056 | -2.917
6374 | jun | 5.5338 | 2.9208 | 2.613 | -4.2398
6375 | jun | 5.4969 | 2.7536 | 2.7433 | -3.9209
6377 | jun | 5.4877 | 2.9397 | 2.5481 | -5.0254
6378 | jun | 5.4614 | 2.684 | 2.7774 | -3.9431
6379 | jun | 5.461 | 2.683 | 2.778 | -3.9442
6380 | jun | 5.4976 | 2.877 | 2.6207 | -3.9602
6382 | jun | 5.4947 | 2.818 | 2.6767 | -3.9251
6384 | jun | 5.4679 | 2.8189 | 2.649 | -4.6883
6385 | jun | 5.4892 | 2.7906 | 2.6986 | -3.8459
6401 | jun | 5.4624 | 2.7934 | 2.669 | -0.096324
6403 | jul | 5.8635 | 3.2738 | 2.5898 | -1.1922
6405 | jul | 5.8791 | 2.9581 | 2.921 | 0.71168
6409 | jul | 5.8352 | 3.0901 | 2.7451 | -2.2058
6410 | jul | 5.9158 | 3.1808 | 2.735 | -0.33908
6412 | jul | 5.8468 | 3.1693 | 2.6775 | -2.1789
6413 | jul | 5.8209 | 3.0171 | 2.8039 | -1.5414
6415 | jun | 5.5075 | 3.0535 | 2.454 | -3.4457
6416 | jul | 6.0459 | 3.2383 | 2.8075 | 0.056514
6417 | jul | 5.8395 | 3.1174 | 2.7221 | -2.0959
6418 | jun | 5.4616 | 2.7727 | 2.6889 | 0.045962
6419 | jul | 5.8326 | 3.1243 | 2.7083 | -1.7885
6420 | jun | 5.4886 | 2.9419 | 2.5466 | -3.8471
6422 | jul | 5.9125 | 3.1579 | 2.7546 | -0.74247
6423 | jul | 5.8499 | 3.2549 | 2.595 | -2.7156
6424 | jul | 5.9147 | 3.3157 | 2.599 | -1.8189
6426 | jul | 5.8335 | 3.094 | 2.7395 | -2.3205
6437 | jul | 5.8638 | 3.0239 | 2.8399 | -0.35001
6438 | jul | 5.8656 | 3.2234 | 2.6421 | -2.081
6441 | jul | 5.8796 | 3.2138 | 2.6658 | -1.7088
6442 | jul | 5.8326 | 3.0847 | 2.748 | -2.099
6443 | jul | 5.8415 | 3.0522 | 2.7892 | -1.084
6447 | jul | 5.8983 | 3.4062 | 2.4922 | -2.4586
6450 | jul | 5.9982 | 3.1656 | 2.8326 | 0.17192
6451 | jul | 5.971 | 3.1806 | 2.7904 | -0.041596
6455 | jul | 5.9819 | 3.1683 | 2.8136 | -0.093175
6457 | jul | 5.9898 | 3.2246 | 2.7652 | -0.46302
6459 | jul | 5.998 | 3.2322 | 2.7658 | -0.40906
6460 | jun | 5.4589 | 2.6068 | 2.8521 | 1.3365
6461 | jun | 5.4589 | 2.613 | 2.8459 | 1.2863
6468 | jun | 5.4715 | 2.9761 | 2.4954 | -1.5281
6469 | jul | 5.8643 | 3.2965 | 2.5678 | -2.4196
6470 | jul | 5.9099 | 3.4832 | 2.4267 | -2.3868
6471 | jul | 5.8822 | 3.0046 | 2.8776 | 0.27285
6472 | jul | 5.8907 | 3.0576 | 2.8331 | 0.026841
6473 | jul | 5.9073 | 3.063 | 2.8443 | 0.35971
6475 | jul | 5.8112 | 3.0261 | 2.7851 | -2.3783
6477 | jun | 5.4664 | 2.6634 | 2.8031 | 0.998
6478 | jul | 5.8626 | 3.3396 | 2.523 | -1.559
6479 | jul | 5.9096 | 3.2271 | 2.6825 | -0.68238
6480 | jul | 6.0036 | 3.288 | 2.7156 | -0.64508
6481 | jul | 5.9959 | 3.1896 | 2.8062 | -0.13002
6482 | jul | 5.8891 | 3.4216 | 2.4674 | -1.877
6483 | jul | 5.8689 | 3.2702 | 2.5987 | -0.75922
6484 | jun | 5.4612 | 2.8101 | 2.6511 | -0.28138
6488 | jul | 5.858 | 3.4311 | 2.4269 | -2.2915
6489 | jul | 5.9564 | 3.2243 | 2.7321 | -0.44503
6492 | jul | 5.93 | 3.1253 | 2.8047 | -0.053056
6498 | jul | 5.8185 | 3.0298 | 2.7887 | -1.9159
6510 | jul | 5.8985 | 3.009 | 2.8896 | 1.2153
6511 | jul | 5.9007 | 3.0194 | 2.8814 | 1.1018
6512 | jul | 5.8882 | 2.9638 | 2.9244 | 1.2073
6513 | jul | 5.8963 | 3.0019 | 2.8944 | 0.89897
6514 | jul | 5.9098 | 3.0925 | 2.8172 | 0.47519
6515 | jul | 5.8964 | 3.0848 | 2.8116 | 0.76211
6516 | jul | 5.8908 | 3.0285 | 2.8623 | 1.3581
6517 | jul | 5.9087 | 3.0362 | 2.8725 | 0.82774
6518 | jul | 5.9194 | 3.1192 | 2.8003 | 0.12426
6519 | jul | 5.8955 | 3.0151 | 2.8804 | 1.2505
6524 | jul | 5.8921 | 3.1954 | 2.6967 | -0.47372
6525 | jul | 5.8886 | 3.1616 | 2.727 | 0.15699
6604 | jun | 5.4501 | 2.9457 | 2.5044 | -1.5502
6605 | jun | 5.4501 | 2.9457 | 2.5044 | -1.5502
6606 | jun | 5.4501 | 2.9457 | 2.5044 | -1.5502
6607 | jun | 5.4559 | 2.7206 | 2.7353 | 0.35648
6608 | jun | 5.4501 | 2.9457 | 2.5044 | -1.5502
6610 | jun | 5.4535 | 2.798 | 2.6555 | -0.29769
6611 | jun | 5.4554 | 2.8942 | 2.5612 | -1.0637
6612 | jun | 5.4686 | 3.0312 | 2.4374 | -2.2388
6614 | jun | 5.4575 | 2.6322 | 2.8252 | 1.1116
6615 | jun | 5.4578 | 2.608 | 2.8498 | 1.3127
6702 | jul | 5.8505 | 3.3273 | 2.5232 | -1.9658
6704 | jul | 5.8513 | 3.3335 | 2.5178 | -2.0898
6705 | jul | 5.8719 | 3.2771 | 2.5948 | -1.3778
6706 | jul | 5.8617 | 3.2964 | 2.5653 | -1.5933
6708 | jul | 5.8425 | 3.3436 | 2.4989 | -2.1509
6710 | jul | 5.8474 | 3.3365 | 2.511 | -2.0893
6712 | jul | 5.8871 | 3.2284 | 2.6588 | -0.8592
6716 | jul | 5.8814 | 3.2863 | 2.5951 | -1.4761
6750 | jul | 5.7292 | 3.5814 | 2.1479 | -5.5444
6751 | jul | 5.7725 | 3.4938 | 2.2787 | -4.0086
6752 | jul | 5.8891 | 3.5193 | 2.3698 | -2.6151
6754 | jul | 5.7226 | 3.6179 | 2.1046 | -5.4446
6755 | jul | 5.8396 | 3.609 | 2.2305 | -3.4057
6756 | jul | 5.6635 | 3.6137 | 2.0498 | -6.8171
6757 | jul | 5.7672 | 3.6278 | 2.1394 | -4.4312
6758 | jul | 5.7455 | 3.5446 | 2.2009 | -4.8465
6759 | jul | 5.7334 | 3.5553 | 2.1782 | -5.5268
6762 | jul | 5.8345 | 3.3742 | 2.4603 | -2.3042
6763 | jul | 5.7549 | 3.5249 | 2.2301 | -4.7986
6770 | jul | 5.8583 | 3.2964 | 2.562 | -1.5267
6776 | jul | 5.8688 | 3.5626 | 2.3063 | -2.9783
6777 | jul | 5.7658 | 3.5859 | 2.18 | -4.6712
6778 | jul | 5.7928 | 3.4545 | 2.3383 | -4.1751
6779 | jul | 5.8301 | 3.3783 | 2.4518 | -2.6704
6782 | jul | 5.8405 | 3.3774 | 2.4631 | -2.8811
6783 | jul | 5.8356 | 3.496 | 2.3395 | -2.8893
6784 | jul | 5.884 | 3.6045 | 2.2795 | -2.9508
6785 | jul | 5.7892 | 3.6172 | 2.1719 | -4.201
6786 | jul | 5.8659 | 3.35 | 2.516 | -2.4698
6787 | jul | 5.8118 | 3.4191 | 2.3927 | -3.528
6790 | jul | 5.7185 | 3.5296 | 2.1889 | -5.7507
6791 | jul | 5.8166 | 3.4306 | 2.386 | -3.968
6793 | jul | 5.7849 | 3.5281 | 2.2568 | -3.8839
6794 | jul | 5.7897 | 3.5532 | 2.2365 | -4.0659
6795 | jul | 5.8091 | 3.4208 | 2.3883 | -3.22
6796 | jul | 5.6757 | 3.6237 | 2.052 | -6.1264
6798 | jul | 5.8063 | 3.4486 | 2.3577 | -2.9755
6801 | jul | 5.9365 | 3.5465 | 2.39 | -3.0474
6804 | jul | 5.925 | 3.5387 | 2.3863 | -2.6692
6807 | jul | 6.1649 | 3.5874 | 2.5775 | -3.4781
6810 | jul | 5.9542 | 3.5889 | 2.3653 | -3.2112
6811 | jul | 5.9558 | 3.5938 | 2.3619 | -2.8764
6812 | jul | 5.9302 | 3.595 | 2.3352 | -2.8134
6820 | jul | 6.0889 | 3.5505 | 2.5384 | -3.4286
6824 | jun | 5.4517 | 2.9599 | 2.4918 | -1.6851
6825 | jun | 5.4501 | 2.9457 | 2.5044 | -1.5502
6830 | jul | 6.2064 | 3.5961 | 2.6103 | -2.4399
6831 | jul | 6.2196 | 3.6475 | 2.5722 | -2.4223
6840 | jul | 6.0341 | 3.5955 | 2.4386 | -4.0056
6850 | jul | 6.0348 | 3.5542 | 2.4806 | -3.5539
6851 | jul | 6.0453 | 3.5305 | 2.5147 | -3.1696
6853 | jul | 6.0715 | 3.5252 | 2.5464 | -3.0342
6854 | jul | 6.0568 | 3.5353 | 2.5216 | -3.2299
6855 | jul | 6.0576 | 3.5238 | 2.5338 | -3.0373
6870 | jul | 6.164 | 3.5494 | 2.6147 | -2.687
6877 | jul | 5.9604 | 3.6254 | 2.335 | -3.8549
6878 | jul | 6.1725 | 3.5584 | 2.6142 | -2.76
6880 | jul | 6.0214 | 3.5368 | 2.4845 | -3.3246
6883 | jul | 5.9216 | 3.5737 | 2.3479 | -4.1439
6890 | jun | 5.4501 | 2.9457 | 2.5044 | -1.5502
6896 | jul | 5.9248 | 3.5504 | 2.3744 | -3.4532
6897 | jul | 5.9603 | 3.5892 | 2.3712 | -4.15
6901 | jul | 6.1361 | 3.5544 | 2.5817 | -3.1892
6902 | jul | 6.1344 | 3.566 | 2.5684 | -3.4692
6903 | jul | 6.0951 | 3.6224 | 2.4727 | -4.1396
6905 | jul | 6.1168 | 3.5809 | 2.5359 | -3.8967
6906 | jul | 6.1182 | 3.5622 | 2.5561 | -3.5796
6907 | jul | 6.0952 | 3.578 | 2.5173 | -3.8788
7001 | jun | 6.3983 | 3.158 | 3.2403 | 4.2898
7002 | jun | 6.4326 | 3.1122 | 3.3204 | 5.6607
7003 | jun | 6.4055 | 3.2509 | 3.1546 | 3.9578
7004 | jun | 6.1964 | 3.4712 | 2.7252 | 0.49545
7005 | jun | 5.9164 | 3.6737 | 2.2426 | -3.3983
7006 | jun | 6.2709 | 3.4066 | 2.8643 | 1.5324
7008 | jun | 6.4056 | 3.1277 | 3.2778 | 4.8036
7009 | jun | 6.3322 | 3.3411 | 2.9912 | 2.6502
7010 | jun | 6.4037 | 3.1346 | 3.2692 | 5.8615
7011 | jun | 6.3905 | 3.2611 | 3.1294 | 3.913
7012 | jun | 6.3993 | 3.2536 | 3.1458 | 3.9972
7013 | jun | 6.3715 | 3.2875 | 3.0841 | 3.5043
7014 | jun | 6.4302 | 3.213 | 3.2172 | 4.6096
7016 | jun | 6.3757 | 3.2556 | 3.1201 | 3.1699
7017 | jun | 6.4237 | 3.2358 | 3.1879 | 4.1021
7018 | jun | 6.4287 | 3.2351 | 3.1937 | 4.0724
7020 | jun | 6.3997 | 3.1328 | 3.2669 | 5.9115
7021 | jun | 6.3044 | 3.376 | 2.9285 | 1.9711
7022 | jun | 6.4158 | 3.1351 | 3.2807 | 5.9065
7023 | jun | 6.3191 | 3.3441 | 2.975 | 1.6755
7024 | jun | 6.3817 | 3.1319 | 3.2498 | 5.6057
7026 | jun | 6.4261 | 3.2159 | 3.2103 | 4.6048
7027 | jun | 6.3627 | 3.2732 | 3.0896 | 2.8503
7028 | jun | 6.3962 | 3.2658 | 3.1304 | 3.7117
7029 | jun | 6.4679 | 3.1639 | 3.304 | 5.2134
7030 | jun | 6.4674 | 3.1144 | 3.3529 | 6.5286
7031 | jun | 6.4642 | 3.1692 | 3.295 | 5.2465
7032 | jun | 6.4821 | 3.141 | 3.3411 | 5.6453
7033 | jun | 6.3858 | 3.2549 | 3.131 | 3.3147
7034 | jun | 6.0628 | 3.5871 | 2.4757 | -1.5925
7035 | jun | 6.135 | 3.513 | 2.6221 | -0.23692
7036 | jun | 6.4104 | 3.1622 | 3.2482 | 4.4846
7039 | jun | 6.2976 | 3.4028 | 2.8948 | 1.4494
7040 | jun | 6.3988 | 3.2743 | 3.1244 | 3.3202
7041 | jun | 6.3764 | 3.3096 | 3.0668 | 2.7656
7042 | jun | 6.3807 | 3.2863 | 3.0944 | 3.4024
7043 | jun | 6.3669 | 3.2971 | 3.0698 | 3.3047
7044 | jun | 6.3415 | 3.3346 | 3.0068 | 2.6887
7045 | jun | 6.0335 | 3.5953 | 2.4382 | -1.7931
7046 | jun | 5.9511 | 3.6698 | 2.2814 | -3.1249
7047 | jun | 6.4469 | 3.1291 | 3.3179 | 6.1
7050 | jun | 6.4089 | 3.2612 | 3.1477 | 3.6726
7052 | jun | 6.3638 | 3.3165 | 3.0473 | 2.8448
7054 | jun | 6.0797 | 3.5831 | 2.4966 | -1.5518
7055 | jun | 6.4194 | 3.2252 | 3.1942 | 4.4455
7057 | jun | 6.443 | 3.1932 | 3.2498 | 4.9317
7058 | jun | 6.1549 | 3.5102 | 2.6447 | -0.25734
7059 | jun | 6.2203 | 3.459 | 2.7613 | 0.375
7060 | jun | 6.2975 | 3.3593 | 2.9382 | 1.2941
7062 | jun | 6.308 | 3.3551 | 2.9528 | 1.4123
7063 | jun | 6.282 | 3.3721 | 2.9099 | 1.1721
7064 | jun | 6.3955 | 3.131 | 3.2645 | 4.6218
7065 | jun | 6.3933 | 3.1871 | 3.2062 | 3.9612
7066 | jun | 6.3715 | 3.2351 | 3.1365 | 3.2617
7067 | jun | 6.3714 | 3.2149 | 3.1565 | 3.4108
7068 | jun | 6.2697 | 3.4147 | 2.855 | 1.3086
7069 | jun | 6.2789 | 3.3998 | 2.8791 | 0.92251
7070 | jun | 6.4545 | 3.1788 | 3.2758 | 5.141
7071 | jun | 6.47 | 3.1589 | 3.3111 | 5.431
7072 | jun | 6.4579 | 3.1474 | 3.3105 | 5.6515
7073 | jun | 6.4731 | 3.1494 | 3.3237 | 5.6056
7074 | jun | 6.4483 | 3.1504 | 3.2979 | 5.5557
7075 | jun | 6.4589 | 3.1726 | 3.2863 | 5.2639
7076 | jun | 6.3286 | 3.3193 | 3.0093 | 1.9902
7077 | jun | 6.3817 | 3.1387 | 3.243 | 4.409
7078 | jun | 6.3479 | 3.3621 | 2.9858 | 2.0308
7079 | jun | 6.4068 | 3.2698 | 3.137 | 3.4584
7080 | jun | 6.3006 | 3.3156 | 2.9851 | 1.6695
7081 | jun | 6.3581 | 3.3173 | 3.0408 | 2.4668
7082 | jun | 6.0539 | 3.5751 | 2.4788 | -1.4168
7083 | jun | 6.4013 | 3.2394 | 3.1619 | 3.6418
7086 | jun | 6.4523 | 3.1243 | 3.328 | 6.3918
7087 | jun | 6.4654 | 3.1197 | 3.3457 | 6.3755
7088 | jun | 6.392 | 3.2743 | 3.1177 | 3.234
7090 | jun | 6.3476 | 3.2999 | 3.0477 | 2.4322
7092 | jun | 6.3334 | 3.3455 | 2.9879 | 1.9081
7093 | jun | 6.4381 | 3.1296 | 3.3085 | 6.2154
7094 | jun | 6.4833 | 3.1213 | 3.362 | 6.0969
7095 | jun | 6.3645 | 3.1699 | 3.1946 | 3.8919
7102 | jun | 6.4548 | 3.18 | 3.2749 | 4.8991
7103 | jun | 6.4448 | 3.2004 | 3.2444 | 4.5629
7104 | jun | 6.4507 | 3.1951 | 3.2556 | 4.773
7105 | jun | 6.4652 | 3.1473 | 3.3179 | 5.4012
7106 | jun | 6.4277 | 3.2336 | 3.194 | 4.0162
7107 | jun | 6.4423 | 3.2092 | 3.2331 | 4.5179
7108 | jun | 6.439 | 3.1957 | 3.2433 | 4.5523
7109 | jun | 6.4355 | 3.211 | 3.2245 | 4.5762
7110 | jun | 6.422 | 3.2257 | 3.1963 | 4.3859
7111 | jun | 6.4252 | 3.2228 | 3.2023 | 4.0853
7112 | jun | 6.4313 | 3.1974 | 3.2338 | 4.438
7114 | jun | 6.4406 | 3.16 | 3.2806 | 5.0113
7201 | jun | 6.4268 | 3.1535 | 3.2733 | 4.947
7202 | jun | 6.4175 | 3.1654 | 3.2521 | 4.6068
7203 | jun | 6.4074 | 3.1968 | 3.2105 | 4.0758
7204 | jun | 6.4022 | 3.2158 | 3.1864 | 3.8455
7205 | jun | 6.4229 | 3.203 | 3.2199 | 4.2562
7206 | jun | 6.4189 | 3.1516 | 3.2673 | 4.8574
7208 | jun | 6.4219 | 3.1843 | 3.2376 | 4.4416
7302 | jun | 6.453 | 3.109 | 3.344 | 6.3524
7304 | jun | 6.471 | 3.103 | 3.3679 | 6.2198
7305 | jun | 6.4565 | 3.1032 | 3.3532 | 6.0641
7306 | jun | 6.4895 | 3.1025 | 3.3871 | 6.3553
7307 | jun | 6.4866 | 3.1092 | 3.3773 | 6.4211
7310 | jun | 6.4605 | 3.1108 | 3.3498 | 6.432
7401 | jun | 6.2034 | 3.3923 | 2.8112 | 1.3229
7403 | jun | 5.9194 | 3.6131 | 2.3063 | -2.9319
7405 | jun | 5.8861 | 3.6547 | 2.2314 | -3.5435
7407 | jun | 6.3992 | 3.2486 | 3.1506 | 4.1109
7410 | jun | 6.3658 | 3.2745 | 3.0913 | 3.6254
7416 | jun | 5.762 | 3.7129 | 2.0492 | -4.456
7417 | jun | 6.171 | 3.4482 | 2.7228 | 0.61066
7418 | jul | 6.2013 | 3.9614 | 2.2399 | -2.2384
7419 | jun | 5.7775 | 3.6819 | 2.0956 | -3.9027
7420 | jun | 5.988 | 3.5742 | 2.4138 | -2.0022
7421 | jul | 6.1949 | 4.0007 | 2.1942 | -3.3426
7422 | jul | 6.1543 | 4.0255 | 2.1288 | -3.6595
7423 | jun | 6.2866 | 3.3187 | 2.9679 | 2.6042
7424 | jun | 6.329 | 3.34 | 2.9889 | 2.7198
7430 | jun | 6.0854 | 3.4852 | 2.6003 | -0.3537
7432 | jun | 6.2538 | 3.3616 | 2.8922 | 1.9902
7435 | jun | 5.7097 | 3.7192 | 1.9905 | -5.5331
7436 | jun | 6.1056 | 3.5014 | 2.6042 | -0.36125
7438 | jun | 5.7303 | 3.7404 | 1.9899 | -5.442
7439 | jun | 5.7477 | 3.74 | 2.0077 | -4.9782
7440 | jun | 6.123 | 3.5127 | 2.6103 | -0.33167
7442 | jun | 6.0601 | 3.5368 | 2.5233 | -1.0661
7444 | jun | 6.0675 | 3.544 | 2.5234 | -1.0656
7446 | jun | 6.154 | 3.4287 | 2.7252 | 0.61704
7450 | jun | 6.2999 | 3.3165 | 2.9834 | 2.735
7452 | jun | 6.3199 | 3.3093 | 3.0107 | 2.9623
7456 | jun | 5.9468 | 3.5776 | 2.3692 | -2.1789
7457 | jun | 6.0196 | 3.5649 | 2.4547 | -1.6515
7458 | jun | 6.2155 | 3.3675 | 2.848 | 1.6151
7460 | jun | 5.7292 | 3.7107 | 2.0185 | -4.9504
7461 | jun | 5.8143 | 3.6176 | 2.1967 | -2.42
7462 | jun | 5.7912 | 3.6482 | 2.143 | -3.3425
7463 | jun | 6.2403 | 3.3637 | 2.8766 | 1.8602
7465 | jun | 5.9902 | 3.5689 | 2.4213 | -1.9261
7470 | jun | 6.2076 | 3.4469 | 2.7607 | 0.91164
7480 | jun | 5.7747 | 3.6723 | 2.1025 | -4.5617
7481 | jun | 6.2216 | 3.3957 | 2.8259 | 1.45
7501 | jun | 6.3397 | 3.323 | 3.0167 | 3.0086
7502 | jun | 6.3137 | 3.3523 | 2.9614 | 2.563
7503 | jun | 6.3684 | 3.288 | 3.0804 | 3.523
7504 | jun | 6.3736 | 3.2824 | 3.0912 | 3.6264
7505 | jun | 6.3416 | 3.3185 | 3.0232 | 3.0663
7506 | jun | 6.2919 | 3.346 | 2.9459 | 2.4348
7508 | jun | 6.2583 | 3.3862 | 2.8722 | 1.8338
7512 | jun | 6.2955 | 3.3791 | 2.9164 | 2.1671
7513 | jun | 6.3694 | 3.2883 | 3.0811 | 3.5368
7514 | jun | 6.351 | 3.3003 | 3.0506 | 3.2952
7522 | jun | 6.3168 | 3.343 | 2.9737 | 2.6659
7524 | jun | 6.3285 | 3.3212 | 3.0073 | 2.9383
7601 | jun | 6.4199 | 3.1701 | 3.2498 | 5.0481
7603 | jun | 6.4129 | 3.1569 | 3.2561 | 5.2102
7604 | jun | 6.4531 | 3.1693 | 3.2838 | 5.2734
7605 | jun | 6.3867 | 3.1377 | 3.2489 | 5.4011
7606 | jun | 6.4314 | 3.1604 | 3.271 | 5.2936
7607 | jun | 6.4275 | 3.1878 | 3.2397 | 4.8846
7608 | jun | 6.4496 | 3.1593 | 3.2902 | 5.3999
7620 | jun | 6.2694 | 3.1291 | 3.1403 | 4.1371
7621 | jun | 6.3606 | 3.1561 | 3.2045 | 4.6553
7624 | jun | 6.2813 | 3.1649 | 3.1164 | 3.9071
7626 | jun | 6.3146 | 3.1405 | 3.1741 | 4.425
7627 | jun | 6.2979 | 3.1507 | 3.1473 | 4.1855
7628 | jun | 6.3325 | 3.1701 | 3.1623 | 4.2882
7630 | jun | 6.3152 | 3.224 | 3.0912 | 3.6532
7631 | jun | 6.3633 | 3.1314 | 3.232 | 5.1096
7632 | jun | 6.3488 | 3.1196 | 3.2292 | 5.2193
7640 | jun | 6.2715 | 3.1967 | 3.0748 | 3.5313
7641 | jun | 6.313 | 3.1884 | 3.1246 | 3.957
7642 | jun | 6.2766 | 3.2745 | 3.0021 | 2.8925
7643 | jun | 6.4348 | 3.15 | 3.2848 | 5.5125
7644 | jun | 6.4454 | 3.1851 | 3.2603 | 5.0449
7645 | jun | 6.2112 | 3.324 | 2.8872 | 1.9299
7646 | jun | 6.3643 | 3.1789 | 3.1854 | 4.4613
7647 | jun | 6.2382 | 3.175 | 3.0632 | 3.4302
7648 | jun | 6.2561 | 3.1715 | 3.0847 | 3.6238
7649 | jun | 6.3408 | 3.2103 | 3.1305 | 3.9871
7650 | jun | 6.4019 | 3.1389 | 3.263 | 5.5865
7652 | jun | 6.3785 | 3.2321 | 3.1464 | 4.0865
7656 | jun | 6.236 | 3.3003 | 2.9358 | 2.3358
7657 | jun | 6.4206 | 3.1397 | 3.2809 | 5.7117
7660 | jun | 6.4154 | 3.1475 | 3.2679 | 5.4453
7661 | jun | 6.3851 | 3.1887 | 3.1964 | 4.5347
7662 | jun | 6.4328 | 3.2015 | 3.2313 | 4.786
7663 | jun | 6.4243 | 3.2186 | 3.2057 | 4.569
7666 | jun | 6.3925 | 3.1511 | 3.2414 | 5.0877
7670 | jun | 6.3358 | 3.1253 | 3.2105 | 4.7711
7675 | jun | 6.2604 | 3.2353 | 3.0251 | 3.0936
7676 | jun | 6.3103 | 3.2719 | 3.0384 | 3.1923
7677 | jun | 6.2547 | 3.3065 | 2.9482 | 2.4419
7701 | jun | 6.1228 | 3.1118 | 3.011 | 3.198
7702 | jun | 6.0237 | 3.1055 | 2.9181 | 2.2475
7703 | jun | 6.022 | 3.1056 | 2.9164 | 2.2284
7704 | jun | 6.1504 | 3.1108 | 3.0396 | 3.5211
7711 | jun | 6.0116 | 3.105 | 2.9066 | 2.1262
7712 | jun | 6.0142 | 3.1056 | 2.9086 | 2.1482
7716 | jun | 6.1504 | 3.1108 | 3.0396 | 3.5211
7717 | jun | 6.0116 | 3.105 | 2.9066 | 2.1262
7718 | jun | 6.1582 | 3.1113 | 3.0468 | 3.5676
7719 | jun | 5.985 | 3.0984 | 2.8866 | 2.211
7720 | jun | 6.0116 | 3.105 | 2.9066 | 2.1262
7721 | jun | 6.2575 | 3.1415 | 3.116 | 3.551
7722 | jun | 6.1012 | 3.136 | 2.9652 | 2.6486
7723 | jun | 6.0116 | 3.105 | 2.9066 | 2.1262
7724 | jun | 6.0386 | 3.1087 | 2.9299 | 2.3651
7726 | jun | 6.1331 | 3.1833 | 2.9498 | 2.6787
7727 | jun | 6.0473 | 3.1338 | 2.9135 | 2.4412
7728 | jun | 6.1085 | 3.1715 | 2.9369 | 2.7
7730 | jun | 6.2131 | 3.1304 | 3.0827 | 3.5158
7731 | jun | 6.0418 | 3.1423 | 2.8995 | 2.6156
7732 | jun | 6.1504 | 3.1108 | 3.0396 | 3.5211
7733 | jun | 6.1713 | 3.1329 | 3.0383 | 3.1916
7734 | jun | 6.2134 | 3.1194 | 3.094 | 3.7754
7735 | jun | 6.2436 | 3.1332 | 3.1104 | 3.6507
7737 | jun | 6.1499 | 3.1109 | 3.039 | 3.5159
7738 | jun | 6.1142 | 3.1219 | 2.9923 | 2.9147
7739 | jun | 6.099 | 3.1087 | 2.9903 | 3.0045
7740 | jun | 6.0116 | 3.105 | 2.9066 | 2.1262
7746 | jun | 6.1654 | 3.1595 | 3.0059 | 2.9012
7747 | jun | 6.2332 | 3.1483 | 3.0849 | 3.3056
7748 | jun | 6.1547 | 3.1182 | 3.0365 | 3.3502
7751 | jun | 6.1958 | 3.1557 | 3.04 | 3.0682
7753 | jun | 6.0117 | 3.1072 | 2.9044 | 2.1765
7755 | jun | 6.0116 | 3.105 | 2.9066 | 2.1262
7756 | jun | 6.0116 | 3.105 | 2.9066 | 2.1262
7757 | jun | 6.0116 | 3.105 | 2.9066 | 2.1262
7758 | jun | 6.1818 | 3.1145 | 3.0673 | 3.6682
7760 | jun | 6.1504 | 3.1108 | 3.0396 | 3.5211
7762 | jun | 5.9338 | 3.0795 | 2.8543 | 2.2229
7764 | jun | 6.0116 | 3.105 | 2.9066 | 2.1262
7801 | jun | 5.792 | 3.7567 | 2.0353 | -5.0449
7803 | jun | 5.8152 | 3.7708 | 2.0444 | -4.961
7821 | jun | 5.8251 | 3.7767 | 2.0484 | -4.2382
7822 | jun | 5.808 | 3.684 | 2.124 | -3.2377
7823 | jul | 6.2062 | 4.0501 | 2.1561 | -2.3006
7825 | jun | 5.8515 | 3.7659 | 2.0856 | -3.3147
7826 | jun | 5.7786 | 3.6788 | 2.0998 | -3.2048
7827 | jun | 5.7397 | 3.6418 | 2.0979 | -3.0178
7828 | jun | 5.8358 | 3.8019 | 2.0339 | -4.5331
7830 | jun | 5.9417 | 3.7572 | 2.1846 | -2.7525
7832 | jul | 6.1396 | 4.0742 | 2.0654 | -3.4449
7834 | jun | 5.9055 | 3.7011 | 2.2044 | -3.7481
7836 | jun | 5.853 | 3.7868 | 2.0661 | -4.4083
7838 | jun | 5.8837 | 3.7761 | 2.1076 | -3.1243
7840 | jun | 5.8672 | 3.7925 | 2.0747 | -3.7812
7843 | jun | 5.7835 | 3.7889 | 1.9946 | -5.0833
7847 | jun | 5.8042 | 3.7822 | 2.0221 | -5.0549
7848 | jun | 5.8087 | 3.7047 | 2.1039 | -3.6078
7849 | jun | 5.7541 | 3.7704 | 1.9837 | -5.3363
7850 | jun | 5.7913 | 3.7973 | 1.994 | -5.1592
7851 | jun | 5.7477 | 3.7108 | 2.037 | -3.7083
7852 | jun | 5.8167 | 3.7878 | 2.0289 | -4.8808
7853 | jun | 5.8881 | 3.7897 | 2.0984 | -3.6968
7856 | jun | 5.7753 | 3.7926 | 1.9827 | -5.2929
7857 | jun | 5.8127 | 3.7992 | 2.0135 | -4.898
7860 | jun | 5.826 | 3.7346 | 2.0914 | -3.4816
7863 | jun | 5.8871 | 3.7679 | 2.1191 | -2.7049
7865 | jun | 5.8946 | 3.7913 | 2.1033 | -3.0992
7866 | jun | 5.8119 | 3.7286 | 2.0833 | -4.6929
7869 | jun | 5.8871 | 3.7349 | 2.1523 | -4.1778
7871 | jun | 5.7676 | 3.7447 | 2.0228 | -4.757
7874 | jun | 5.8037 | 3.8007 | 2.003 | -4.9252
7876 | jun | 5.8502 | 3.7725 | 2.0777 | -4.5168
7882 | jun | 5.8916 | 3.7446 | 2.1469 | -2.0921
7885 | jun | 5.764 | 3.7793 | 1.9847 | -5.3988
7901 | jun | 6.3261 | 3.3823 | 2.9438 | 1.5643
7920 | jun | 6.1424 | 3.5588 | 2.5836 | -0.844
7921 | jun | 6.0751 | 3.6249 | 2.4502 | -0.9918
7922 | jun | 6.2784 | 3.4218 | 2.8567 | 0.73611
7924 | jun | 6.0617 | 3.6481 | 2.4136 | -2.1541
7927 | jun | 6.0775 | 3.6033 | 2.4742 | -1.8756
7928 | jun | 6.2836 | 3.4517 | 2.8319 | 0.58807
7930 | jun | 5.9175 | 3.7556 | 2.1619 | -3.7004
7931 | jun | 6.0237 | 3.6764 | 2.3473 | -2.1498
7932 | jun | 6.2394 | 3.4853 | 2.7541 | 0.13564
7933 | jun | 6.2252 | 3.4908 | 2.7344 | -0.071041
7934 | jun | 5.9987 | 3.7012 | 2.2975 | -2.4711
7935 | jun | 6.2363 | 3.5056 | 2.7306 | -0.15771
7936 | jun | 6.2039 | 3.4883 | 2.7155 | 0.074448
7940 | jun | 6.2491 | 3.4966 | 2.7526 | 0.007925
7945 | jun | 5.9794 | 3.7033 | 2.2761 | -3.2138
7946 | jun | 6.1934 | 3.5069 | 2.6865 | -0.27075
7950 | jun | 5.9949 | 3.6544 | 2.3405 | -2.8154
7960 | jun | 6.0879 | 3.613 | 2.4749 | -1.9108
7974 | jun | 6.2993 | 3.4142 | 2.8851 | 0.95454
7976 | jun | 6.1981 | 3.5366 | 2.6615 | -0.61085
7980 | jun | 6.2106 | 3.4922 | 2.7184 | -0.10695
7981 | jun | 6.1235 | 3.5669 | 2.5566 | -1.2556
8002 | jun | 6.1976 | 3.4164 | 2.7812 | 3.9308
8003 | jun | 6.1424 | 3.3784 | 2.764 | 3.2697
8004 | jun | 5.96 | 3.1715 | 2.7885 | 2.3582
8005 | jun | 5.8812 | 2.9439 | 2.9374 | 1.9508
8007 | jun | 6.1685 | 3.3758 | 2.7927 | 4.0517
8008 | jun | 5.7294 | 2.7746 | 2.9548 | 1.8221
8009 | jun | 5.9976 | 3.2214 | 2.7762 | 2.6312
8010 | jun | 6.2576 | 3.3575 | 2.9002 | 4.0586
8012 | jun | 6.1179 | 3.2923 | 2.8256 | 3.7351
8014 | jun | 6.2235 | 3.3871 | 2.8364 | 4.7292
8015 | jun | 5.9977 | 2.9979 | 2.9998 | 3.7314
8016 | jun | 6.2486 | 3.2611 | 2.9874 | 4.584
8019 | jun | 5.859 | 2.8849 | 2.9741 | 2.2715
8020 | jun | 6.2187 | 3.3385 | 2.8802 | 4.9766
8021 | jun | 6.0923 | 3.302 | 2.7903 | 3.3069
8022 | jun | 6.1848 | 3.1254 | 3.0593 | 4.812
8026 | jun | 6.0909 | 3.3206 | 2.7703 | 3.0459
8027 | jun | 6.239 | 3.3755 | 2.8635 | 5.0463
8028 | jun | 6.1165 | 3.1992 | 2.9173 | 4.162
8029 | jun | 6.1608 | 3.3529 | 2.8079 | 4.0795
8030 | jun | 6.2117 | 3.4059 | 2.8058 | 4.6466
8031 | jun | 6.1892 | 3.3817 | 2.8075 | 4.4074
8032 | jun | 6.1239 | 3.2934 | 2.8305 | 3.7917
8033 | jun | 6.1786 | 3.4002 | 2.7784 | 3.9943
8034 | jun | 6.1723 | 3.4038 | 2.7685 | 3.6272
8035 | jun | 6.1818 | 3.3911 | 2.7907 | 4.2131
8036 | jun | 6.1693 | 3.2848 | 2.8845 | 3.6131
8037 | jun | 5.8735 | 2.8484 | 3.0251 | 3.1942
8041 | jun | 6.1377 | 3.099 | 3.0386 | 4.507
8043 | jun | 6.0972 | 3.3333 | 2.7639 | 2.9859
8045 | jun | 6.1574 | 3.372 | 2.7854 | 3.8178
8046 | jun | 6.2295 | 3.3335 | 2.896 | 3.9291
8048 | jun | 6.1374 | 3.2518 | 2.8856 | 3.474
8049 | jun | 6.1522 | 3.3612 | 2.791 | 3.8387
8050 | jun | 5.8366 | 2.8995 | 2.9371 | 1.7106
8051 | jun | 6.1922 | 3.3216 | 2.8705 | 4.6597
8052 | jun | 6.2009 | 3.4082 | 2.7927 | 3.6994
8053 | jun | 6.0841 | 3.3194 | 2.7647 | 2.6717
8054 | jun | 6.1715 | 3.3711 | 2.8005 | 3.194
8055 | jun | 6.0535 | 3.234 | 2.8195 | 2.7707
8056 | jun | 6.2218 | 3.3344 | 2.8874 | 5.0437
8057 | jun | 6.2072 | 3.3867 | 2.8205 | 3.5374
8059 | jun | 6.1966 | 3.3983 | 2.7983 | 4.4726
8060 | jun | 6.1795 | 3.2195 | 2.9601 | 4.127
8061 | jun | 6.2121 | 3.3418 | 2.8703 | 4.8738
8062 | jun | 6.1735 | 3.2626 | 2.9109 | 4.7691
8063 | jun | 6.2294 | 3.3869 | 2.8425 | 4.9346
8065 | jun | 6.2396 | 3.4079 | 2.8317 | 3.9924
8066 | jun | 6.2338 | 3.3659 | 2.868 | 5.0766
8067 | jun | 6.2016 | 3.3436 | 2.858 | 4.9459
8068 | jun | 6.0523 | 3.0607 | 2.9915 | 3.8926
8069 | jun | 6.197 | 3.3179 | 2.8791 | 5.1164
8070 | jun | 6.2038 | 3.2754 | 2.9283 | 5.7126
8071 | jun | 6.1414 | 3.2575 | 2.8839 | 4.2025
8075 | jun | 6.2428 | 3.3797 | 2.8631 | 3.8505
8077 | jun | 6.2312 | 3.3982 | 2.833 | 3.8445
8078 | jun | 6.1713 | 3.366 | 2.8052 | 4.1932
8079 | jun | 6.1977 | 3.2123 | 2.9854 | 5.9153
8080 | jun | 6.1458 | 3.2817 | 2.8641 | 4.1553
8081 | jun | 6.0215 | 3.2042 | 2.8173 | 3.0419
8083 | jun | 6.138 | 3.3445 | 2.7935 | 3.7031
8084 | jun | 6.1211 | 3.3294 | 2.7918 | 3.53
8085 | jun | 6.208 | 3.3345 | 2.8735 | 4.9387
8086 | jun | 6.2217 | 3.3686 | 2.8531 | 4.8992
8087 | jun | 5.7575 | 2.7275 | 3.03 | 2.1591
8088 | jun | 5.9379 | 3.0014 | 2.9365 | 2.8929
8089 | jun | 5.9254 | 3.0861 | 2.8393 | 2.468
8090 | jun | 6.1829 | 3.3267 | 2.8562 | 4.5008
8091 | jun | 6.0382 | 3.2806 | 2.7576 | 2.615
8092 | jun | 5.7817 | 2.8231 | 2.9585 | 1.8116
8093 | jun | 6.2065 | 3.3812 | 2.8253 | 4.6474
8094 | jun | 5.9746 | 3.0413 | 2.9334 | 3.3936
8096 | jun | 6.1856 | 3.3509 | 2.8347 | 4.4566
8097 | jun | 6.1922 | 3.3437 | 2.8485 | 4.574
8098 | jun | 6.1696 | 3.2253 | 2.9443 | 5.1839
8102 | jun | 6.2365 | 3.426 | 2.8105 | 4.5619
8103 | jun | 6.2271 | 3.4264 | 2.8007 | 4.6021
8104 | jun | 6.2206 | 3.4247 | 2.7959 | 4.6554
8105 | jun | 6.2269 | 3.4246 | 2.8023 | 4.4273
8106 | jun | 6.1925 | 3.4038 | 2.7887 | 4.3567
8107 | jun | 6.2049 | 3.4188 | 2.7862 | 4.5109
8108 | jun | 6.2007 | 3.4217 | 2.779 | 4.3092
8109 | jun | 6.2158 | 3.4186 | 2.7972 | 4.1709
8110 | jun | 6.2279 | 3.4163 | 2.8117 | 4.1372
8201 | jun | 5.6181 | 2.3456 | 3.2725 | 5.1882
8202 | jun | 5.7126 | 2.3882 | 3.3244 | 5.6737
8203 | jun | 5.5509 | 2.3814 | 3.1694 | 5.466
8204 | jun | 5.7887 | 2.5331 | 3.2556 | 5.4438
8205 | jun | 5.6421 | 2.438 | 3.2041 | 4.5108
8210 | jun | 5.7526 | 2.4378 | 3.3148 | 5.6915
8215 | jun | 5.7747 | 2.5991 | 3.1755 | 3.5442
8221 | jun | 5.6505 | 2.269 | 3.3815 | 5.6302
8223 | jun | 5.6785 | 2.3216 | 3.3569 | 5.8393
8225 | jun | 5.6613 | 2.2626 | 3.3987 | 5.3554
8226 | jun | 5.6341 | 2.2847 | 3.3495 | 6.0531
8230 | jun | 5.721 | 2.3613 | 3.3597 | 5.7523
8232 | jun | 5.6511 | 2.2737 | 3.3774 | 5.3115
8234 | jun | 5.6938 | 2.3185 | 3.3753 | 5.3287
8241 | jun | 5.7002 | 2.5438 | 3.1564 | 3.5134
8242 | jun | 5.7734 | 2.494 | 3.2795 | 5.7086
8243 | jun | 5.7147 | 2.3838 | 3.3309 | 5.6838
8244 | jun | 5.6532 | 2.2873 | 3.3659 | 5.7833
8247 | jun | 5.712 | 2.3883 | 3.3237 | 5.6723
8248 | jun | 5.6276 | 2.2809 | 3.3467 | 6.1055
8251 | jun | 5.7734 | 2.494 | 3.2795 | 5.7086
8260 | jun | 5.7562 | 2.474 | 3.2822 | 5.5192
8270 | jun | 5.7765 | 2.4185 | 3.358 | 5.5725
8302 | jun | 6.1112 | 2.9993 | 3.1119 | 5.4915
8310 | jun | 5.8991 | 2.7751 | 3.1239 | 3.8895
8311 | jun | 6.0561 | 2.8255 | 3.2306 | 5.7786
8312 | jun | 6.0812 | 3.1347 | 2.9466 | 3.9623
8314 | jun | 5.8594 | 2.4898 | 3.3696 | 5.6333
8317 | jun | 5.8378 | 2.4916 | 3.3462 | 5.0103
8318 | jun | 6.0743 | 3.0399 | 3.0344 | 4.6437
8319 | jun | 5.8317 | 2.4789 | 3.3527 | 5.1988
8322 | jun | 6.0218 | 3.0285 | 2.9933 | 3.8498
8323 | jun | 6.15 | 3.0896 | 3.0604 | 5.9411
8324 | jun | 5.8716 | 2.5248 | 3.3468 | 5.6136
8326 | jun | 5.9184 | 2.8146 | 3.1038 | 3.8808
8327 | jun | 5.8921 | 2.5684 | 3.3237 | 5.6366
8328 | jun | 6.0291 | 2.988 | 3.0411 | 4.046
8330 | jun | 5.8059 | 2.5311 | 3.2748 | 4.5446
8332 | jun | 5.9384 | 2.6363 | 3.3021 | 5.2064
8340 | jun | 5.8942 | 2.5898 | 3.3044 | 4.6747
8341 | jun | 5.9383 | 2.8059 | 3.1323 | 4.0699
8343 | jun | 6.1072 | 3.1486 | 2.9586 | 4.4463
8344 | jun | 5.9616 | 2.9083 | 3.0533 | 3.866
8345 | jun | 5.9846 | 2.7168 | 3.2679 | 5.7835
8346 | jun | 5.8788 | 2.7999 | 3.0789 | 3.6275
8349 | jun | 5.9215 | 2.627 | 3.2946 | 5.6115
8350 | jun | 5.8968 | 2.6921 | 3.2047 | 4.2201
8353 | jun | 6.1329 | 3.0524 | 3.0805 | 5.5416
8360 | jun | 5.9668 | 2.7952 | 3.1716 | 4.383
8361 | jun | 5.9458 | 2.6857 | 3.26 | 4.5861
8401 | jun | 5.5509 | 2.3814 | 3.1694 | 5.466
8402 | jun | 5.6403 | 2.2819 | 3.3584 | 5.8355
8403 | jun | 5.6276 | 2.2809 | 3.3467 | 6.1055
8406 | jun | 5.5569 | 2.375 | 3.1819 | 5.457
8501 | jun | 6.1103 | 3.1194 | 2.9909 | 3.7451
8502 | jun | 6.1807 | 3.4099 | 2.7708 | 1.5276
8505 | jun | 6.2236 | 3.1787 | 3.0449 | 4.8264
8510 | jun | 6.0986 | 3.1829 | 2.9157 | 2.9006
8511 | jun | 6.0441 | 3.0169 | 3.0271 | 4.078
8512 | jun | 6.1535 | 3.2483 | 2.9052 | 2.5063
8514 | jun | 6.0969 | 3.1219 | 2.975 | 3.6324
8515 | jun | 6.1654 | 3.1241 | 3.0412 | 4.4911
8518 | jun | 6.2575 | 3.241 | 3.0164 | 4.7663
8520 | jun | 6.1262 | 3.2237 | 2.9025 | 2.7243
8525 | jun | 6.1944 | 3.4402 | 2.7542 | 1.7326
8527 | jun | 6.0757 | 3.1567 | 2.919 | 3.1641
8528 | jun | 6.1806 | 3.3354 | 2.8452 | 2.0823
8530 | jun | 6.2077 | 3.4237 | 2.784 | 2.0146
8533 | jun | 6.0788 | 3.0815 | 2.9973 | 3.9303
8534 | jun | 6.2258 | 3.3651 | 2.8606 | 2.9302
8535 | jun | 6.1035 | 3.199 | 2.9045 | 2.6377
8536 | jun | 6.1639 | 3.2823 | 2.8816 | 2.4518
8540 | jun | 6.1913 | 3.3406 | 2.8507 | 2.3638
8542 | jun | 6.1891 | 3.3368 | 2.8523 | 2.4212
8544 | jun | 6.1885 | 3.3254 | 2.8631 | 2.5364
8550 | jun | 6.172 | 3.2656 | 2.9064 | 2.9771
8551 | jun | 6.1735 | 3.4962 | 2.6773 | 1.1199
8553 | jun | 6.1831 | 3.3617 | 2.8214 | 1.9133
8554 | jun | 6.2532 | 3.2118 | 3.0414 | 4.9308
8555 | jun | 6.1077 | 3.1928 | 2.9149 | 2.8679
8556 | jun | 6.1278 | 3.4694 | 2.6584 | 0.97899
8558 | jun | 6.184 | 3.4223 | 2.7618 | 1.6127
8559 | jun | 6.1407 | 3.4849 | 2.6557 | 0.96634
8560 | jun | 6.2305 | 3.3613 | 2.8692 | 3.0517
8562 | jun | 6.1007 | 3.0409 | 3.0598 | 4.4937
8608 | jun | 6.2625 | 3.25 | 3.0125 | 4.6483
8609 | jun | 6.2575 | 3.2431 | 3.0144 | 4.6264
8610 | jun | 6.2307 | 3.2124 | 3.0183 | 4.5343
8611 | jun | 6.2561 | 3.2299 | 3.0262 | 4.7423
8618 | jun | 6.2591 | 3.2763 | 2.9828 | 4.3553
8619 | jun | 6.2248 | 3.2481 | 2.9767 | 4.0706
8620 | jun | 6.1688 | 3.1566 | 3.0121 | 4.1949
8628 | jun | 6.2492 | 3.3061 | 2.9431 | 3.9234
8629 | jun | 6.2498 | 3.237 | 3.0128 | 4.5673
8638 | jun | 6.2593 | 3.274 | 2.9853 | 4.357
8640 | jun | 6.0696 | 3.0378 | 3.0319 | 4.2344
8641 | jun | 6.0581 | 3.0083 | 3.0498 | 4.3101
8648 | jun | 6.2333 | 3.2933 | 2.9399 | 3.733
8690 | jun | 6.1921 | 3.2268 | 2.9653 | 3.7949
8691 | jun | 6.138 | 3.1948 | 2.9432 | 3.3131
8701 | jun | 6.0137 | 3.1346 | 2.8791 | 2.7174
8721 | jun | 5.95 | 3.045 | 2.9049 | 2.591
8722 | jun | 5.9579 | 3.0539 | 2.904 | 2.5961
8723 | jun | 5.9452 | 3.0798 | 2.8654 | 2.4144
8724 | jun | 5.9613 | 3.0962 | 2.8651 | 2.374
8730 | jun | 5.9319 | 3.0781 | 2.8538 | 2.2452
8731 | jun | 5.9389 | 3.0131 | 2.9258 | 2.3767
8732 | jun | 5.9215 | 3.0348 | 2.8867 | 2.4887
8733 | jun | 6.0449 | 3.0896 | 2.9552 | 3.4555
8734 | jun | 5.9359 | 3.0358 | 2.9 | 2.5445
8735 | jun | 5.8846 | 3.0143 | 2.8703 | 2.3625
8736 | jun | 5.9423 | 3.0827 | 2.8596 | 2.2419
8738 | jun | 5.9315 | 3.0779 | 2.8536 | 2.2455
8740 | jun | 5.9128 | 3.0252 | 2.8875 | 2.4795
8741 | jun | 5.9393 | 3.0445 | 2.8948 | 2.5461
8742 | jun | 5.9322 | 3.0781 | 2.854 | 2.2486
8750 | jun | 5.9315 | 3.0779 | 2.8536 | 2.2455
8751 | jun | 5.8769 | 3.0032 | 2.8737 | 2.3864
8752 | jun | 5.8728 | 2.9979 | 2.8749 | 2.3946
8753 | jun | 5.9495 | 3.0657 | 2.8838 | 2.5361
8755 | jun | 6.0032 | 3.1104 | 2.8928 | 2.7373
8757 | jun | 5.9983 | 3.0884 | 2.9098 | 2.7496
8758 | jun | 5.8767 | 2.9482 | 2.9285 | 1.8668
8759 | jun | 6.0058 | 3.0739 | 2.9319 | 3.0173
8801 | jun | 6.0135 | 3.7212 | 2.2923 | -1.3951
8802 | jun | 5.935 | 3.6911 | 2.2438 | -1.3173
8804 | jun | 5.9453 | 3.6285 | 2.3168 | -0.66727
8805 | jun | 6.2368 | 3.4128 | 2.824 | 1.0894
8807 | jun | 6.1746 | 3.5063 | 2.6683 | 0.45792
8809 | jun | 5.9834 | 3.736 | 2.2474 | -1.7036
8810 | jun | 6.1728 | 3.2413 | 2.9315 | 2.454
8812 | jun | 6.2636 | 3.3933 | 2.8704 | 1.0569
8816 | jun | 6.2157 | 3.2017 | 3.014 | 2.6086
8817 | jun | 6.2773 | 3.2521 | 3.0252 | 2.2713
8820 | jun | 6.3321 | 3.2643 | 3.0678 | 2.4879
8822 | jun | 6.1139 | 3.5943 | 2.5195 | 0.25525
8823 | jun | 6.1922 | 3.3259 | 2.8663 | 1.9188
8824 | jun | 6.1882 | 3.3035 | 2.8847 | 2.0909
8825 | jun | 6.0516 | 3.5565 | 2.4951 | 0.111
8826 | jun | 5.925 | 3.7777 | 2.1473 | -2.6408
8827 | jun | 5.9512 | 3.7223 | 2.2289 | -1.6799
8828 | jun | 6.1799 | 3.1932 | 2.9867 | 2.6399
8829 | jun | 5.9747 | 3.7497 | 2.225 | -1.9825
8830 | jun | 6.3602 | 3.2049 | 3.1553 | 3.4141
8831 | jun | 6.153 | 3.2036 | 2.9494 | 2.6012
8832 | jun | 6.3133 | 3.1841 | 3.1292 | 3.3672
8833 | jun | 6.0182 | 3.7019 | 2.3163 | -1.3201
8835 | jun | 6.2056 | 3.4296 | 2.776 | 1.1009
8836 | jun | 6.2163 | 3.4542 | 2.7621 | 0.64282
8837 | jun | 6.2972 | 3.2102 | 3.0871 | 2.9309
8840 | jun | 6.3147 | 3.2361 | 3.0786 | 2.7134
8844 | jun | 6.175 | 3.4655 | 2.7095 | 1.1657
8846 | jun | 6.2571 | 3.3856 | 2.8715 | 1.2222
8848 | jun | 5.9752 | 3.5977 | 2.3775 | -0.37235
8850 | jun | 6.2186 | 3.2296 | 2.9889 | 2.3811
8852 | jun | 6.1789 | 3.2808 | 2.8982 | 2.2726
8853 | jun | 6.143 | 3.5475 | 2.5955 | 0.84285
8854 | jun | 6.2627 | 3.3323 | 2.9304 | 1.5849
8857 | jun | 6.2066 | 3.1674 | 3.0392 | 2.9675
8859 | jun | 6.2667 | 3.1679 | 3.0988 | 3.2638
8861 | jun | 6.3391 | 3.1558 | 3.1832 | 3.8986
8863 | jun | 6.3365 | 3.1907 | 3.1459 | 3.4393
8865 | jun | 5.9239 | 3.634 | 2.2899 | -0.68259
8867 | jun | 6.0316 | 3.6593 | 2.3723 | -0.67407
8869 | jun | 6.1813 | 3.4999 | 2.6815 | 0.80947
8872 | jun | 6.2594 | 3.1835 | 3.0759 | 3.0231
8873 | jun | 6.2163 | 3.3497 | 2.8666 | 1.6219
8876 | jun | 6.1384 | 3.5588 | 2.5795 | 0.41172
8879 | jun | 6.2827 | 3.1571 | 3.1255 | 3.5015
8880 | jun | 6.2364 | 3.3888 | 2.8477 | 1.2608
8882 | jun | 6.2331 | 3.1931 | 3.04 | 2.7372
8884 | jun | 6.1959 | 3.1779 | 3.018 | 2.7791
8886 | jul | 6.2389 | 3.9643 | 2.2747 | -0.8628
8887 | jun | 6.1304 | 3.571 | 2.5594 | 0.64862
8889 | jun | 6.0833 | 3.6328 | 2.4504 | -0.15143
8901 | jun | 6.239 | 3.2637 | 2.9753 | 2.1182
8902 | jun | 6.2074 | 3.2634 | 2.944 | 2.2257
8904 | jun | 6.2524 | 3.2662 | 2.9862 | 2.0487
10001 | jun | 6.4423 | 3.1266 | 3.3157 | 6.6788
10002 | jun | 6.3936 | 3.1306 | 3.263 | 6.5389
10003 | jun | 6.4154 | 3.1294 | 3.286 | 6.6231
10004 | jun | 6.3968 | 3.1195 | 3.2774 | 6.3001
10005 | jun | 6.4021 | 3.1244 | 3.2777 | 6.4402
10006 | jun | 6.4117 | 3.1208 | 3.2909 | 6.4081
10007 | jun | 6.4164 | 3.1219 | 3.2945 | 6.4531
10009 | jun | 6.4 | 3.1326 | 3.2674 | 6.618
10010 | jun | 6.419 | 3.131 | 3.288 | 6.6889
10011 | jun | 6.4348 | 3.1256 | 3.3092 | 6.6335
10012 | jun | 6.4159 | 3.126 | 3.29 | 6.5482
10013 | jun | 6.4119 | 3.1243 | 3.2876 | 6.4889
10014 | jun | 6.4356 | 3.1221 | 3.3134 | 6.5669
10016 | jun | 6.4224 | 3.1323 | 3.2901 | 6.7135
10017 | jun | 6.4216 | 3.1351 | 3.2865 | 6.7682
10018 | jun | 6.4367 | 3.1285 | 3.3082 | 6.6044
10019 | jun | 6.4268 | 3.1313 | 3.2955 | 6.5558
10021 | jun | 6.4038 | 3.1363 | 3.2675 | 6.5624
10022 | jun | 6.4161 | 3.1351 | 3.281 | 6.6563
10023 | jun | 6.4181 | 3.1324 | 3.2857 | 6.4502
10024 | jun | 6.404 | 3.1334 | 3.2706 | 6.2885
10025 | jun | 6.3957 | 3.1336 | 3.2621 | 6.2429
10026 | jun | 6.3863 | 3.1335 | 3.2528 | 6.2199
10027 | jun | 6.3817 | 3.1318 | 3.2499 | 6.0906
10028 | jun | 6.3958 | 3.1365 | 3.2592 | 6.4861
10029 | jun | 6.3825 | 3.1352 | 3.2473 | 6.3445
10030 | jun | 6.3721 | 3.1307 | 3.2414 | 6.0745
10031 | jun | 6.3739 | 3.1297 | 3.2442 | 5.9454
10032 | jun | 6.3606 | 3.1251 | 3.2355 | 5.7799
10033 | jun | 6.3497 | 3.1212 | 3.2285 | 5.6573
10034 | jun | 6.3339 | 3.1115 | 3.2224 | 5.4487
10035 | jun | 6.3698 | 3.1357 | 3.2341 | 6.354
10036 | jun | 6.4356 | 3.1286 | 3.307 | 6.5757
10037 | jun | 6.3642 | 3.13 | 3.2342 | 6.0987
10038 | jun | 6.4021 | 3.1244 | 3.2777 | 6.4402
10039 | jun | 6.364 | 3.1279 | 3.236 | 5.9641
10040 | jun | 6.3423 | 3.1163 | 3.226 | 5.5506
10044 | jun | 6.4093 | 3.1385 | 3.2708 | 6.7524
10065 | jun | 6.4071 | 3.1374 | 3.2698 | 6.6482
10075 | jun | 6.3989 | 3.138 | 3.2609 | 6.5901
10128 | jun | 6.3907 | 3.1368 | 3.2538 | 6.4582
10280 | jun | 6.4117 | 3.1208 | 3.2909 | 6.4081
10301 | jun | 6.4002 | 3.1011 | 3.2991 | 5.6374
10302 | jun | 6.4076 | 3.1185 | 3.2891 | 5.3284
10303 | jun | 6.4107 | 3.1328 | 3.2779 | 5.0754
10304 | jun | 6.3814 | 3.0998 | 3.2816 | 5.5248
10305 | jun | 6.3608 | 3.0986 | 3.2622 | 5.5921
10306 | jun | 6.3526 | 3.1035 | 3.2492 | 5.1734
10307 | jun | 6.3338 | 3.1354 | 3.1984 | 4.1414
10308 | jun | 6.3486 | 3.1112 | 3.2375 | 4.9
10309 | jun | 6.35 | 3.1272 | 3.2228 | 4.4338
10310 | jun | 6.4075 | 3.11 | 3.2975 | 5.505
10312 | jun | 6.348 | 3.118 | 3.23 | 4.6871
10314 | jun | 6.3928 | 3.1177 | 3.2751 | 5.11
10451 | jun | 6.3542 | 3.1273 | 3.227 | 6.0438
10452 | jun | 6.3469 | 3.1217 | 3.2252 | 5.8449
10453 | jun | 6.3302 | 3.1138 | 3.2165 | 5.6413
10454 | jun | 6.3524 | 3.1318 | 3.2206 | 6.2423
10455 | jun | 6.3279 | 3.1275 | 3.2004 | 6.1296
10456 | jun | 6.3274 | 3.1218 | 3.2056 | 5.9262
10457 | jun | 6.3054 | 3.1132 | 3.1922 | 5.7067
10458 | jun | 6.274 | 3.1024 | 3.1716 | 5.436
10459 | jun | 6.3046 | 3.122 | 3.1826 | 5.9859
10460 | jun | 6.2694 | 3.1106 | 3.1587 | 5.7009
10461 | jun | 6.1951 | 3.1006 | 3.0945 | 5.526
10462 | jun | 6.2257 | 3.1066 | 3.1191 | 5.649
10463 | jun | 6.3098 | 3.1014 | 3.2084 | 5.2675
10464 | jun | 6.1206 | 3.0763 | 3.0443 | 5.0622
10465 | jun | 6.1588 | 3.1075 | 3.0513 | 5.7531
10466 | jun | 6.202 | 3.0765 | 3.1255 | 4.8968
10467 | jun | 6.2474 | 3.0915 | 3.156 | 5.1846
10468 | jun | 6.2982 | 3.1027 | 3.1954 | 5.3932
10469 | jun | 6.2052 | 3.0892 | 3.116 | 5.2301
10470 | jun | 6.2299 | 3.077 | 3.153 | 4.8367
10471 | jun | 6.2887 | 3.0905 | 3.1982 | 5.0078
10472 | jun | 6.2545 | 3.115 | 3.1395 | 5.85
10473 | jun | 6.2328 | 3.1194 | 3.1134 | 5.9778
10474 | jun | 6.2837 | 3.1295 | 3.1542 | 6.2239
10475 | jun | 6.172 | 3.0799 | 3.0921 | 5.0615
10501 | jul | 6.2488 | 3.7645 | 2.4843 | -1.3781
10502 | jun | 6.1134 | 3.1352 | 2.9782 | 2.4858
10504 | jun | 5.8324 | 3.2418 | 2.5906 | -1.8701
10505 | jul | 6.154 | 3.7552 | 2.3988 | -1.8481
10506 | jul | 6.1265 | 3.685 | 2.4416 | -3.3699
10507 | jul | 6.1876 | 3.7327 | 2.4549 | -2.462
10509 | jun | 5.5984 | 3.259 | 2.3394 | -2.8621
10510 | jun | 6.0053 | 3.2542 | 2.7511 | 0.51395
10511 | jul | 6.4807 | 3.7617 | 2.7191 | 0.38047
10512 | jun | 5.667 | 3.3264 | 2.3406 | -1.9263
10514 | jun | 5.8832 | 3.2754 | 2.6078 | -0.8055
10516 | jul | 6.2704 | 3.6967 | 2.5737 | 0.25371
10518 | jul | 6.0227 | 3.6914 | 2.3313 | -3.9061
10520 | jul | 6.4885 | 3.7542 | 2.7342 | 0.60139
10522 | jun | 6.1508 | 3.1407 | 3.0101 | 2.8278
10523 | jun | 6.0329 | 3.1742 | 2.8587 | 0.92747
10524 | jul | 6.3475 | 3.7323 | 2.6152 | -0.12918
10526 | jul | 6.0845 | 3.7115 | 2.3729 | -2.9877
10527 | jul | 6.2124 | 3.7599 | 2.4525 | -1.4996
10528 | jun | 5.9653 | 3.1099 | 2.8554 | 1.6176
10530 | jun | 6.0545 | 3.1411 | 2.9134 | 1.7208
10532 | jun | 5.9851 | 3.2062 | 2.7789 | 0.0902
10533 | jun | 6.108 | 3.1598 | 2.9482 | 2.0868
10535 | jul | 6.2495 | 3.7544 | 2.4951 | -1.1088
10536 | jul | 6.1624 | 3.7365 | 2.4259 | -2.4513
10537 | jul | 6.3762 | 3.7472 | 2.629 | -0.093153
10538 | jun | 6.0493 | 3.049 | 3.0003 | 3.4897
10541 | jul | 6.1154 | 3.7451 | 2.3703 | -1.9323
10543 | jun | 6.0059 | 3.0738 | 2.9321 | 2.6598
10546 | jul | 6.3768 | 3.7513 | 2.6255 | -0.42173
10547 | jul | 6.3578 | 3.7536 | 2.6041 | -0.35022
10548 | jul | 6.5095 | 3.764 | 2.7455 | 0.59981
10549 | jul | 6.2516 | 3.7373 | 2.5143 | -1.8007
10550 | jun | 6.1882 | 3.0646 | 3.1236 | 4.623
10552 | jun | 6.1642 | 3.063 | 3.1013 | 4.2227
10553 | jun | 6.1659 | 3.0581 | 3.1078 | 4.523
10560 | jun | 5.616 | 3.2749 | 2.3411 | -3.3102
10562 | jul | 6.4294 | 3.7497 | 2.6798 | 0.14966
10566 | jul | 6.4839 | 3.7514 | 2.7325 | 0.59043
10567 | jul | 6.4462 | 3.7509 | 2.6953 | 0.29641
10570 | jun | 5.9427 | 3.2355 | 2.7072 | -0.30699
10573 | jun | 5.8751 | 3.1803 | 2.6948 | -0.44799
10576 | jul | 6.0274 | 3.6618 | 2.3656 | -4.2671
10577 | jun | 5.9012 | 3.1736 | 2.7276 | -0.4297
10578 | jul | 6.1019 | 3.722 | 2.3799 | -2.5761
10579 | jul | 6.2165 | 3.7404 | 2.4761 | -1.0119
10580 | jun | 5.9255 | 3.1358 | 2.7897 | 1.0131
10583 | jun | 6.0561 | 3.1092 | 2.947 | 2.3129
10588 | jul | 6.2912 | 3.7527 | 2.5385 | -0.79037
10589 | jul | 6.1115 | 3.7286 | 2.3829 | -2.3848
10590 | jul | 5.9796 | 3.6517 | 2.328 | -4.252
10591 | jun | 6.0566 | 3.1965 | 2.8601 | 1.1156
10594 | jun | 5.9222 | 3.2215 | 2.7006 | -0.65986
10595 | jun | 5.9578 | 3.1963 | 2.7615 | -0.29813
10597 | jun | 5.6117 | 3.2823 | 2.3294 | -3.7901
10598 | jul | 6.315 | 3.7615 | 2.5535 | -0.85238
10601 | jun | 5.9787 | 3.1464 | 2.8323 | 0.70129
10603 | jun | 5.9708 | 3.1708 | 2.7999 | 0.15642
10604 | jun | 5.9156 | 3.1758 | 2.7399 | -0.53759
10605 | jun | 5.9675 | 3.1266 | 2.8408 | 1.0323
10606 | jun | 6.0063 | 3.1357 | 2.8706 | 1.2424
10607 | jun | 6.0416 | 3.1551 | 2.8865 | 1.3342
10701 | jun | 6.229 | 3.0976 | 3.1314 | 4.1738
10703 | jun | 6.2211 | 3.1068 | 3.1143 | 3.9733
10704 | jun | 6.226 | 3.0758 | 3.1502 | 4.5392
10705 | jun | 6.2701 | 3.0847 | 3.1854 | 4.7135
10706 | jun | 6.1714 | 3.1252 | 3.0461 | 3.2528
10707 | jun | 6.1306 | 3.0919 | 3.0387 | 3.3813
10708 | jun | 6.1615 | 3.076 | 3.0855 | 3.9593
10709 | jun | 6.1129 | 3.0825 | 3.0303 | 3.3854
10710 | jun | 6.159 | 3.1044 | 3.0547 | 3.4408
10801 | jun | 6.1094 | 3.0472 | 3.0621 | 4.1523
10803 | jun | 6.1391 | 3.0582 | 3.0809 | 4.5923
10804 | jun | 6.0819 | 3.0707 | 3.0112 | 3.3239
10805 | jun | 6.0962 | 3.0496 | 3.0466 | 4.5245
10901 | jun | 6.0638 | 3.4585 | 2.6053 | -0.22546
10911 | jul | 6.3635 | 3.7346 | 2.6289 | -0.29416
10913 | jun | 6.1795 | 3.2323 | 2.9472 | 2.3912
10916 | jul | 6.2675 | 3.5935 | 2.674 | 1.2881
10917 | jul | 6.2564 | 3.6863 | 2.5702 | -0.63262
10918 | jul | 6.2551 | 3.7042 | 2.5509 | -0.18246
10919 | jul | 6.1201 | 3.6826 | 2.4375 | -0.30784
10920 | jun | 6.1092 | 3.3121 | 2.7971 | 1.5467
10921 | jul | 6.2284 | 3.8065 | 2.4219 | -0.98589
10923 | jul | 6.4457 | 3.7928 | 2.6529 | 0.017387
10924 | jul | 6.247 | 3.7295 | 2.5175 | -0.009393
10925 | jul | 6.2192 | 3.9243 | 2.295 | -2.59
10926 | jul | 6.2478 | 3.7369 | 2.5108 | -1.117
10927 | jul | 6.496 | 3.7763 | 2.7197 | 0.66465
10928 | jul | 6.2995 | 3.708 | 2.5914 | -0.55602
10930 | jul | 6.2674 | 3.6269 | 2.6405 | 0.06516
10931 | jun | 6.0306 | 3.4992 | 2.5315 | -0.77748
10940 | jul | 6.1314 | 3.7813 | 2.3502 | -0.99579
10941 | jul | 6.184 | 3.6603 | 2.5237 | 0.33579
10950 | jul | 6.2426 | 3.7344 | 2.5082 | -0.91199
10952 | jun | 6.1121 | 3.4193 | 2.6928 | 0.42197
10954 | jun | 6.1459 | 3.3282 | 2.8177 | 1.4059
10956 | jun | 6.0826 | 3.3692 | 2.7135 | 0.80309
10958 | jul | 6.2184 | 3.7926 | 2.4257 | -0.55359
10960 | jun | 6.1601 | 3.2181 | 2.942 | 2.4048
10962 | jun | 6.2011 | 3.2196 | 2.9815 | 2.6998
10963 | jul | 6.0315 | 3.8401 | 2.1914 | -2.2918
10964 | jun | 6.2226 | 3.1541 | 3.0684 | 3.4674
10965 | jun | 6.1946 | 3.29 | 2.9046 | 2.0628
10968 | jun | 6.1963 | 3.1692 | 3.0272 | 3.0722
10969 | jul | 6.1974 | 3.9123 | 2.285 | -1.7278
10970 | jul | 6.3654 | 3.8296 | 2.5358 | -0.94315
10973 | jul | 6.1824 | 3.8191 | 2.3633 | -0.90676
10974 | jul | 6.3612 | 3.8799 | 2.4813 | -1.1164
10975 | jul | 6.252 | 3.821 | 2.431 | -1.9529
10976 | jun | 6.2066 | 3.1619 | 3.0448 | 3.2361
10977 | jun | 6.1147 | 3.3889 | 2.7257 | 0.71479
10980 | jul | 6.3435 | 3.8022 | 2.5413 | -1.1532
10983 | jun | 6.2195 | 3.1929 | 3.0267 | 3.0987
10984 | jul | 6.4161 | 3.8003 | 2.6157 | -0.34548
10985 | jul | 6.0813 | 3.6473 | 2.434 | -0.21553
10986 | jul | 6.3903 | 3.7591 | 2.6312 | -0.35356
10987 | jul | 6.2594 | 3.8873 | 2.3721 | -2.0928
10989 | jun | 6.1333 | 3.2703 | 2.863 | 1.9192
10990 | jul | 6.2084 | 3.8889 | 2.3195 | -2.0789
10992 | jul | 6.2699 | 3.5573 | 2.7126 | 1.2314
10993 | jul | 6.4739 | 3.7798 | 2.694 | 0.33448
10994 | jun | 6.1501 | 3.2808 | 2.8693 | 1.827
10996 | jul | 6.3148 | 3.6768 | 2.638 | 0.078031
10998 | jul | 6.1631 | 3.908 | 2.2551 | -1.684
11001 | jul | 6.3954 | 3.4337 | 2.9617 | 5.9527
11003 | jul | 6.3862 | 3.4339 | 2.9522 | 5.894
11004 | jul | 6.4115 | 3.4362 | 2.9753 | 6.1332
11005 | jul | 6.4126 | 3.4395 | 2.9731 | 6.0528
11010 | jul | 6.3536 | 3.4197 | 2.9339 | 5.3262
11020 | jul | 6.4146 | 3.4464 | 2.9682 | 5.7913
11021 | jul | 6.436 | 3.4609 | 2.9751 | 5.8784
11023 | jul | 6.4436 | 3.4691 | 2.9746 | 5.7796
11024 | jul | 6.4566 | 3.4825 | 2.9741 | 5.616
11030 | jul | 6.387 | 3.4486 | 2.9384 | 4.928
11040 | jul | 6.3738 | 3.4253 | 2.9485 | 5.4059
11042 | jul | 6.3991 | 3.4358 | 2.9633 | 5.7252
11050 | jul | 6.3915 | 3.4716 | 2.9199 | 4.2306
11096 | jul | 6.3965 | 3.4712 | 2.9253 | 6.1466
11101 | jun | 6.3874 | 3.146 | 3.2413 | 6.8462
11102 | jun | 6.3773 | 3.1436 | 3.2338 | 6.6751
11103 | jun | 6.3671 | 3.1479 | 3.2192 | 6.786
11104 | jun | 6.3714 | 3.1526 | 3.2188 | 6.9271
11105 | jun | 6.3454 | 3.1423 | 3.2031 | 6.5897
11106 | jun | 6.385 | 3.1456 | 3.2394 | 6.785
11201 | jun | 6.3696 | 3.129 | 3.2406 | 6.3824
11203 | jun | 6.2471 | 3.1507 | 3.0964 | 6.2557
11204 | jun | 6.2667 | 3.1322 | 3.1344 | 5.9272
11205 | jun | 6.3407 | 3.139 | 3.2017 | 6.4606
11206 | jun | 6.3316 | 3.1464 | 3.1852 | 6.5847
11207 | jun | 6.2153 | 3.1605 | 3.0548 | 6.451
11208 | jun | 6.176 | 3.1634 | 3.0126 | 6.4774
11209 | jun | 6.331 | 3.1143 | 3.2167 | 5.8348
11210 | jun | 6.2288 | 3.1467 | 3.0821 | 6.0744
11211 | jun | 6.3575 | 3.1428 | 3.2147 | 6.6321
11212 | jun | 6.2376 | 3.1574 | 3.0802 | 6.3946
11213 | jun | 6.2842 | 3.1486 | 3.1356 | 6.3979
11214 | jun | 6.2568 | 3.1278 | 3.129 | 5.7728
11215 | jun | 6.32 | 3.1334 | 3.1866 | 6.2286
11216 | jun | 6.3074 | 3.144 | 3.1634 | 6.4099
11217 | jun | 6.3415 | 3.1333 | 3.2082 | 6.3321
11218 | jun | 6.2856 | 3.1356 | 3.15 | 6.1007
11219 | jun | 6.2993 | 3.1275 | 3.1719 | 5.9839
11220 | jun | 6.3339 | 3.1198 | 3.2142 | 5.9821
11221 | jun | 6.3016 | 3.1519 | 3.1497 | 6.5588
11222 | jun | 6.3753 | 3.1435 | 3.2318 | 6.7407
11223 | jun | 6.2151 | 3.1389 | 3.0761 | 5.8221
11224 | jun | 6.1858 | 3.1418 | 3.0439 | 5.7406
11225 | jun | 6.2873 | 3.1438 | 3.1436 | 6.3009
11226 | jun | 6.2695 | 3.1424 | 3.1271 | 6.1791
11228 | jun | 6.3009 | 3.1214 | 3.1795 | 5.8486
11229 | jun | 6.1881 | 3.1481 | 3.04 | 5.9013
11230 | jun | 6.2448 | 3.1397 | 3.1051 | 5.9908
11231 | jun | 6.3634 | 3.1241 | 3.2392 | 6.2336
11232 | jun | 6.3307 | 3.1261 | 3.2046 | 6.1135
11233 | jun | 6.2688 | 3.1552 | 3.1137 | 6.4769
11234 | jun | 6.1521 | 3.1596 | 2.9926 | 6.0012
11235 | jun | 6.1424 | 3.1542 | 2.9883 | 5.8143
11236 | jun | 6.1836 | 3.1611 | 3.0225 | 6.2395
11237 | jun | 6.3154 | 3.1529 | 3.1625 | 6.6548
11238 | jun | 6.3231 | 3.1383 | 3.1848 | 6.3582
11239 | jun | 6.141 | 3.1662 | 2.9748 | 6.302
11251 | jun | 6.3599 | 3.1352 | 3.2247 | 6.4653
11354 | jul | 6.6281 | 3.5804 | 3.0477 | 6.6583
11355 | jul | 6.6125 | 3.565 | 3.0475 | 6.8829
11356 | jun | 6.1957 | 3.1354 | 3.0603 | 6.4307
11357 | jul | 6.5896 | 3.5609 | 3.0288 | 6.3621
11358 | jul | 6.5596 | 3.5281 | 3.0315 | 6.7664
11359 | jul | 6.5108 | 3.5054 | 3.0054 | 6.2655
11360 | jul | 6.5274 | 3.5142 | 3.0132 | 6.4234
11361 | jul | 6.5106 | 3.4954 | 3.0152 | 6.688
11362 | jul | 6.4409 | 3.4497 | 2.9912 | 6.4611
11363 | jul | 6.4589 | 3.4624 | 2.9965 | 6.481
11364 | jul | 6.4747 | 3.4659 | 3.0087 | 6.8703
11365 | jul | 6.5491 | 3.5225 | 3.0266 | 6.8938
11366 | jul | 6.538 | 3.5211 | 3.0169 | 6.8373
11367 | jul | 6.608 | 3.5735 | 3.0345 | 6.8485
11368 | jun | 6.2223 | 3.1543 | 3.0679 | 6.8905
11369 | jun | 6.2709 | 3.1484 | 3.1225 | 6.7709
11370 | jun | 6.3118 | 3.1481 | 3.1637 | 6.7693
11371 | jun | 6.2693 | 3.1433 | 3.1259 | 6.6077
11372 | jun | 6.3005 | 3.1535 | 3.1469 | 6.9338
11373 | jun | 6.2737 | 3.1564 | 3.1173 | 6.9107
11374 | jun | 6.2186 | 3.1587 | 3.0599 | 6.8155
11375 | jul | 6.6397 | 3.6063 | 3.0334 | 6.7945
11377 | jun | 6.3418 | 3.1536 | 3.1882 | 6.9015
11378 | jun | 6.3186 | 3.1551 | 3.1635 | 6.807
11379 | jun | 6.2446 | 3.1585 | 3.0861 | 6.7613
11385 | jun | 6.2304 | 3.1596 | 3.0708 | 6.6572
11411 | jul | 6.4157 | 3.4486 | 2.9671 | 6.4244
11412 | jul | 6.451 | 3.471 | 2.98 | 6.6419
11413 | jul | 6.4224 | 3.4643 | 2.9581 | 6.4383
11414 | jul | 6.5606 | 3.6079 | 2.9527 | 6.3791
11415 | jul | 6.5878 | 3.5798 | 3.008 | 6.691
11416 | jul | 6.6023 | 3.6143 | 2.9881 | 6.5588
11417 | jul | 6.5854 | 3.6095 | 2.9759 | 6.4986
11418 | jul | 6.5833 | 3.5837 | 2.9997 | 6.6449
11419 | jul | 6.5575 | 3.5721 | 2.9853 | 6.5745
11420 | jul | 6.5348 | 3.5665 | 2.9683 | 6.4795
11421 | jun | 6.1626 | 3.1637 | 2.9989 | 6.5993
11422 | jul | 6.3991 | 3.4498 | 2.9492 | 6.2354
11423 | jul | 6.4828 | 3.4871 | 2.9957 | 6.7527
11426 | jul | 6.4223 | 3.4408 | 2.9815 | 6.3777
11427 | jul | 6.4523 | 3.4575 | 2.9948 | 6.7534
11428 | jul | 6.4342 | 3.4488 | 2.9854 | 6.623
11429 | jul | 6.4269 | 3.4501 | 2.9768 | 6.5431
11430 | jul | 6.4648 | 3.5207 | 2.9441 | 6.3317
11432 | jul | 6.5284 | 3.524 | 3.0044 | 6.75
11433 | jul | 6.5019 | 3.5154 | 2.9865 | 6.6397
11434 | jul | 6.4663 | 3.4994 | 2.9669 | 6.5122
11435 | jul | 6.5463 | 3.5494 | 2.9969 | 6.6643
11436 | jul | 6.5017 | 3.5315 | 2.9703 | 6.513
11439 | jul | 6.5312 | 3.522 | 3.0092 | 6.784
11501 | jul | 6.3274 | 3.4104 | 2.917 | 4.5547
11507 | jul | 6.3444 | 3.4259 | 2.9185 | 4.5247
11509 | jul | 6.3598 | 3.4512 | 2.9086 | 5.8169
11510 | jul | 6.2734 | 3.3798 | 2.8935 | 4.3355
11514 | jul | 6.2979 | 3.4013 | 2.8966 | 3.9789
11516 | jul | 6.3746 | 3.4473 | 2.9273 | 5.9533
11518 | jul | 6.3245 | 3.4111 | 2.9134 | 5.1775
11520 | jul | 6.249 | 3.3634 | 2.8856 | 4.0825
11530 | jul | 6.3194 | 3.4061 | 2.9133 | 4.5523
11542 | jul | 6.3067 | 3.4606 | 2.8461 | 2.4566
11545 | jul | 6.261 | 3.4247 | 2.8363 | 2.4107
11548 | jul | 6.3048 | 3.4342 | 2.8706 | 3.196
11549 | jul | 6.2774 | 3.3895 | 2.8879 | 3.8559
11550 | jul | 6.296 | 3.3953 | 2.9008 | 4.3241
11552 | jul | 6.3267 | 3.4085 | 2.9182 | 4.9068
11553 | jul | 6.2657 | 3.3827 | 2.8829 | 3.7778
11554 | jul | 6.2614 | 3.389 | 2.8724 | 3.3255
11557 | jul | 6.3473 | 3.4259 | 2.9214 | 5.5242
11558 | jul | 6.3017 | 3.4008 | 2.9009 | 5.0441
11559 | jul | 6.3618 | 3.4436 | 2.9182 | 5.8175
11560 | jul | 6.2555 | 3.4495 | 2.806 | 1.5711
11561 | jul | 6.2833 | 3.3882 | 2.8951 | 4.8903
11563 | jul | 6.3367 | 3.4164 | 2.9203 | 5.2802
11565 | jul | 6.3407 | 3.4161 | 2.9246 | 5.2539
11566 | jul | 6.2481 | 3.3673 | 2.8808 | 3.8328
11568 | jul | 6.2749 | 3.4115 | 2.8633 | 3.0943
11570 | jul | 6.3052 | 3.3983 | 2.9069 | 4.7267
11572 | jul | 6.2945 | 3.3929 | 2.9016 | 4.7818
11575 | jul | 6.2583 | 3.377 | 2.8813 | 3.7979
11576 | jul | 6.3351 | 3.4353 | 2.8998 | 3.9718
11577 | jul | 6.3218 | 3.4238 | 2.898 | 3.9537
11579 | jul | 6.3301 | 3.4551 | 2.875 | 3.1942
11580 | jul | 6.3742 | 3.4332 | 2.941 | 5.7966
11581 | jul | 6.3735 | 3.4385 | 2.935 | 5.8677
11590 | jul | 6.2539 | 3.39 | 2.8639 | 3.1847
11596 | jul | 6.3338 | 3.4172 | 2.9166 | 4.4879
11598 | jul | 6.3621 | 3.4375 | 2.9246 | 5.7681
11691 | jul | 6.398 | 3.486 | 2.912 | 6.0487
11692 | jul | 6.4308 | 3.5392 | 2.8916 | 5.9827
11693 | jul | 6.4783 | 3.5751 | 2.9032 | 6.0875
11694 | jun | 6.0971 | 3.1648 | 2.9324 | 5.8494
11697 | jun | 6.1171 | 3.1607 | 2.9565 | 5.8365
11701 | jul | 6.037 | 3.2986 | 2.7383 | 1.2648
11702 | jul | 6.1557 | 3.3067 | 2.849 | 3.2771
11703 | jul | 5.975 | 3.2189 | 2.7561 | 0.84266
11704 | jul | 6.0357 | 3.2971 | 2.7386 | 1.2492
11705 | jul | 5.8018 | 2.9899 | 2.8119 | 0.17248
11706 | jul | 5.9358 | 3.1653 | 2.7705 | 0.54808
11709 | jul | 6.2191 | 3.4492 | 2.77 | 0.78364
11710 | jul | 6.2535 | 3.3763 | 2.8772 | 3.6191
11713 | jul | 5.7854 | 2.8882 | 2.8972 | 0.056125
11714 | jul | 6.0877 | 3.3224 | 2.7653 | 1.7096
11715 | jul | 5.7964 | 2.9718 | 2.8246 | 0.15431
11716 | jul | 5.8511 | 3.0526 | 2.7986 | 0.23523
11717 | jul | 5.949 | 3.1764 | 2.7727 | 0.38871
11718 | jul | 5.9292 | 3.1566 | 2.7726 | 0.5354
11719 | jul | 5.7756 | 2.8547 | 2.921 | 0.027389
11720 | jul | 5.8798 | 3.0384 | 2.8415 | -0.002737
11721 | jul | 6.0516 | 3.3369 | 2.7147 | -0.35972
11722 | jul | 5.9091 | 3.1225 | 2.7867 | 0.30031
11724 | jul | 6.1036 | 3.3782 | 2.7254 | 0.31084
11725 | jul | 5.9939 | 3.2289 | 2.765 | 0.13004
11726 | jul | 6.037 | 3.2986 | 2.7383 | 1.2648
11727 | jul | 5.8617 | 2.9678 | 2.894 | 0.008807
11729 | jul | 5.9821 | 3.2264 | 2.7557 | 0.74432
11730 | jul | 5.8808 | 3.097 | 2.7838 | 0.40456
11731 | jul | 6.02 | 3.2726 | 2.7474 | -0.035798
11732 | jul | 6.1983 | 3.4079 | 2.7904 | 1.5024
11733 | jul | 5.9054 | 3.0514 | 2.8539 | -0.073487
11735 | jul | 6.0379 | 3.299 | 2.7389 | 1.2692
11738 | jul | 5.8458 | 2.9874 | 2.8584 | 0.047119
11740 | jul | 6.0396 | 3.3148 | 2.7248 | -0.083803
11741 | jul | 5.8283 | 3.0046 | 2.8237 | 0.11076
11742 | jul | 5.8305 | 2.984 | 2.8465 | 0.07944
11743 | jul | 6.0818 | 3.3689 | 2.713 | -0.055751
11746 | jul | 6.0215 | 3.2855 | 2.736 | 0.39665
11747 | jul | 6.0469 | 3.3123 | 2.7346 | 0.89596
11749 | jul | 5.9051 | 3.1096 | 2.7955 | 0.1928
11751 | jul | 5.9217 | 3.1472 | 2.7745 | 0.50994
11752 | jul | 5.8813 | 3.095 | 2.7863 | 0.36279
11753 | jul | 6.2034 | 3.3856 | 2.8178 | 2.2261
11754 | jul | 6.0011 | 3.2198 | 2.7812 | -0.1106
11755 | jul | 5.8949 | 3.0711 | 2.8238 | 0.016993
11756 | jul | 6.2338 | 3.3797 | 2.8541 | 3.0798
11757 | jul | 6.037 | 3.2986 | 2.7383 | 1.2648
11758 | jul | 6.037 | 3.2986 | 2.7383 | 1.2648
11762 | jul | 6.037 | 3.2986 | 2.7383 | 1.2648
11763 | jul | 5.8229 | 2.9335 | 2.8894 | 0.053393
11764 | jul | 5.8674 | 2.9235 | 2.9439 | 0.025145
11765 | jul | 6.2188 | 3.4363 | 2.7825 | 1.1387
11766 | jul | 5.8985 | 3.0311 | 2.8673 | -0.070849
11767 | jul | 5.9061 | 3.0937 | 2.8123 | 0.06259
11768 | jul | 6.0392 | 3.3012 | 2.7381 | -0.37357
11769 | jul | 5.8103 | 3.0105 | 2.7998 | 0.21179
11771 | jul | 6.1863 | 3.4151 | 2.7712 | 1.0341
11772 | jul | 5.785 | 2.9089 | 2.8762 | 0.073135
11776 | jul | 5.8959 | 3.0293 | 2.8666 | -0.054927
11777 | jul | 5.9049 | 3.0495 | 2.8554 | -0.076801
11778 | jul | 5.8596 | 2.8955 | 2.9642 | 0.047558
11779 | jul | 5.8667 | 3.0534 | 2.8133 | 0.12224
11780 | jul | 5.9493 | 3.1364 | 2.8129 | -0.076282
11782 | jul | 5.8071 | 3.0024 | 2.8047 | 0.19012
11783 | jul | 6.1177 | 3.3186 | 2.7991 | 2.4896
11784 | jul | 5.8651 | 2.9987 | 2.8664 | 0.010114
11786 | jul | 5.8596 | 2.8955 | 2.9642 | 0.047558
11787 | jul | 5.9582 | 3.1661 | 2.7921 | 0.049823
11788 | jul | 5.9404 | 3.1534 | 2.787 | 0.19034
11789 | jul | 5.8596 | 2.8955 | 2.9642 | 0.047558
11790 | jul | 5.9178 | 3.079 | 2.8388 | -0.068393
11791 | jul | 6.1572 | 3.3844 | 2.7728 | 1.2934
11792 | jul | 5.8231 | 2.8464 | 2.9767 | -0.019427
11793 | jul | 6.2362 | 3.3749 | 2.8613 | 3.26
11794 | jul | 5.915 | 3.0682 | 2.8468 | -0.084181
11795 | jul | 5.9292 | 3.1566 | 2.7726 | 0.5354
11796 | jul | 5.8026 | 3.0007 | 2.8019 | 0.1934
11797 | jul | 6.1194 | 3.3641 | 2.7553 | 1.0788
11798 | jul | 6.0133 | 3.2687 | 2.7446 | 1.0163
11801 | jul | 6.187 | 3.3656 | 2.8214 | 2.4295
11803 | jul | 6.1207 | 3.3484 | 2.7723 | 1.5705
11804 | jul | 6.0814 | 3.3213 | 2.7601 | 1.5422
11901 | jun | 5.4202 | 2.3082 | 3.112 | -0.72565
11933 | jun | 5.4431 | 2.3821 | 3.061 | -0.13244
11934 | jun | 5.4179 | 2.4348 | 2.983 | -0.090455
11935 | jul | 5.8009 | 2.7671 | 3.0338 | -2.4715
11937 | jul | 5.6929 | 2.7168 | 2.9761 | -3.9506
11939 | jul | 5.7914 | 2.8247 | 2.9667 | -2.7223
11940 | jun | 5.4164 | 2.3755 | 3.0409 | -0.12958
11941 | jun | 5.4181 | 2.3577 | 3.0604 | -0.14085
11942 | jun | 5.4083 | 2.2766 | 3.1317 | -1.014
11944 | jul | 5.8031 | 2.8007 | 3.0024 | -2.5746
11946 | jun | 5.4036 | 2.2915 | 3.1122 | -1.1689
11948 | jun | 5.4083 | 2.2766 | 3.1317 | -1.014
11949 | jun | 5.4284 | 2.4421 | 2.9862 | -0.088896
11950 | jul | 5.7741 | 2.8197 | 2.9545 | -0.027161
11951 | jul | 5.752 | 2.7998 | 2.9522 | -0.041227
11952 | jun | 5.4083 | 2.2766 | 3.1317 | -1.014
11953 | jul | 5.8494 | 2.9188 | 2.9305 | 0.031659
11955 | jul | 5.7628 | 2.7956 | 2.9672 | -0.059927
11957 | jul | 5.776 | 2.8507 | 2.9253 | -3.0825
11958 | jul | 5.8223 | 2.7816 | 3.0408 | -2.354
11961 | jul | 5.8292 | 2.8666 | 2.9626 | 0.013821
11963 | jul | 5.7016 | 2.7142 | 2.9874 | -3.6316
11964 | jul | 5.7644 | 2.7595 | 3.0049 | -3.0896
11965 | jul | 5.7863 | 2.7742 | 3.0121 | -2.8246
11967 | jul | 5.7772 | 2.8364 | 2.9408 | -0.001149
11968 | jul | 5.693 | 2.6949 | 2.9981 | -3.0966
11971 | jul | 5.8128 | 2.7764 | 3.0364 | -2.4218
11976 | jul | 5.6851 | 2.6964 | 2.9887 | -3.5095
11977 | jun | 5.4062 | 2.3508 | 3.0553 | -0.14317
11978 | jun | 5.4147 | 2.3128 | 3.1019 | -0.71944
11980 | jul | 5.8103 | 2.8811 | 2.9292 | 0.038977
12007 | jul | 5.8182 | 3.3456 | 2.4726 | -0.86754
12008 | jul | 5.8571 | 3.1667 | 2.6904 | -0.20415
12009 | jul | 5.6828 | 3.3308 | 2.352 | -2.8133
12010 | jul | 5.669 | 3.3675 | 2.3016 | -4.0278
12015 | jul | 5.9997 | 3.3468 | 2.6529 | 1.8854
12017 | jul | 5.6645 | 3.5397 | 2.1248 | -5.1899
12018 | jul | 5.6972 | 3.3833 | 2.314 | -3.0902
12019 | jul | 5.8039 | 3.2205 | 2.5834 | -1.6123
12020 | jul | 5.7614 | 3.2364 | 2.525 | -2.5302
12022 | jul | 5.4673 | 3.5479 | 1.9194 | -7.7048
12023 | jul | 5.4774 | 3.5345 | 1.943 | -6.4725
12024 | jul | 5.7656 | 3.4025 | 2.3632 | -2.2574
12025 | jul | 5.5119 | 3.3957 | 2.1162 | -6.2721
12027 | jul | 5.8141 | 3.2116 | 2.6025 | -1.5063
12028 | jul | 5.7426 | 3.2262 | 2.5164 | -1.7139
12029 | jul | 5.6334 | 3.5364 | 2.097 | -5.676
12031 | jul | 5.5457 | 3.5157 | 2.0299 | -5.173
12032 | jul | 5.1021 | 3.6805 | 1.4216 | -11.6372
12033 | jul | 5.9871 | 3.2132 | 2.7739 | 2.4368
12035 | jul | 5.557 | 3.4997 | 2.0572 | -5.1841
12036 | jul | 5.2951 | 3.6131 | 1.682 | -7.983
12037 | jul | 5.7773 | 3.4519 | 2.3254 | -2.433
12041 | jul | 5.7177 | 3.3648 | 2.3529 | -2.3768
12042 | jul | 5.9185 | 3.3397 | 2.5789 | 0.76288
12043 | jul | 5.4609 | 3.5539 | 1.907 | -6.1328
12046 | jul | 5.8567 | 3.3076 | 2.5491 | -0.13781
12047 | jul | 5.9311 | 3.1053 | 2.8258 | 2.2511
12051 | jul | 5.9515 | 3.3383 | 2.6132 | 1.2607
12052 | jul | 5.612 | 3.3902 | 2.2217 | -4.3271
12053 | jul | 5.6163 | 3.4243 | 2.1921 | -4.4462
12054 | jul | 5.9186 | 3.1958 | 2.7229 | 1.4165
12056 | jul | 5.6619 | 3.3533 | 2.3086 | -3.5167
12057 | jul | 5.6582 | 3.2931 | 2.3651 | -3.3773
12058 | jul | 5.863 | 3.3862 | 2.4768 | -0.15375
12059 | jul | 5.5464 | 3.4626 | 2.0838 | -5.2313
12060 | jul | 5.71 | 3.4718 | 2.2382 | -3.7639
12061 | jul | 5.9127 | 3.2401 | 2.6726 | 1.0614
12062 | jul | 5.6836 | 3.4407 | 2.2428 | -3.7782
12064 | jul | 5.3193 | 3.6008 | 1.7185 | -7.6747
12065 | jul | 5.9075 | 3.1355 | 2.7719 | 0.99383
12066 | jul | 5.6217 | 3.4506 | 2.1711 | -4.4724
12067 | jul | 5.8519 | 3.2698 | 2.5821 | -0.039746
12068 | jul | 5.6485 | 3.4649 | 2.1836 | -4.4518
12070 | jul | 5.6446 | 3.3989 | 2.2457 | -4.5118
12071 | jul | 5.4182 | 3.5956 | 1.8226 | -7.0339
12072 | jul | 5.6868 | 3.437 | 2.2498 | -3.8005
12074 | jul | 5.585 | 3.3444 | 2.2406 | -5.2589
12075 | jul | 5.8652 | 3.4206 | 2.4446 | -0.94362
12076 | jul | 5.3635 | 3.677 | 1.6865 | -8.4294
12077 | jul | 6.0008 | 3.1569 | 2.8439 | 3.0253
12078 | jul | 5.367 | 3.5389 | 1.8281 | -8.2426
12083 | jul | 5.7267 | 3.4448 | 2.2819 | -2.6811
12084 | jul | 5.9078 | 3.1297 | 2.7782 | 1.5883
12086 | jul | 5.6012 | 3.3633 | 2.238 | -5.0031
12087 | jul | 5.8808 | 3.335 | 2.5458 | 0.15635
12090 | jul | 5.6469 | 3.3364 | 2.3105 | -3.707
12092 | jul | 5.5317 | 3.5171 | 2.0146 | -5.529
12093 | jul | 5.2892 | 3.6353 | 1.6539 | -8.2756
12094 | jul | 5.7366 | 3.2684 | 2.4682 | -2.0062
12095 | jul | 5.5202 | 3.5083 | 2.0119 | -6.2872
12106 | jul | 5.986 | 3.3002 | 2.6858 | 1.7918
12108 | jul | 4.9443 | 3.63 | 1.3142 | -12.3668
12110 | jul | 5.9521 | 3.0761 | 2.876 | 2.9185
12115 | jul | 5.8539 | 3.3442 | 2.5098 | -0.40507
12116 | jul | 5.3472 | 3.4613 | 1.8859 | -5.365
12117 | jul | 5.4261 | 3.4411 | 1.9849 | -7.2431
12118 | jul | 5.8903 | 3.164 | 2.7264 | 0.15728
12120 | jul | 5.5416 | 3.5536 | 1.988 | -5.7238
12121 | jul | 5.8452 | 3.2045 | 2.6407 | -0.075634
12122 | jul | 5.4227 | 3.6005 | 1.8222 | -7.2869
12123 | jul | 5.8624 | 3.3168 | 2.5456 | -0.2012
12125 | jul | 5.5693 | 3.5472 | 2.0221 | -6.4485
12130 | jul | 5.924 | 3.3043 | 2.6197 | 0.92564
12131 | jul | 5.3596 | 3.6496 | 1.7101 | -8.0436
12134 | jul | 5.27 | 3.4523 | 1.8177 | -8.7169
12136 | jul | 5.7983 | 3.3969 | 2.4014 | -1.6314
12137 | jul | 5.6744 | 3.357 | 2.3174 | -3.7068
12138 | jul | 5.5171 | 3.4774 | 2.0396 | -6.4385
12139 | jul | 4.8953 | 3.7745 | 1.1208 | -14.1833
12140 | jul | 5.777 | 3.2974 | 2.4796 | -1.2765
12143 | jul | 5.9278 | 3.2673 | 2.6605 | 1.1809
12144 | jul | 5.9838 | 3.1544 | 2.8294 | 2.8621
12147 | jul | 5.4859 | 3.5626 | 1.9233 | -6.4717
12148 | jul | 5.8938 | 3.1348 | 2.759 | 0.87774
12149 | jul | 5.353 | 3.6037 | 1.7493 | -7.5072
12150 | jul | 5.707 | 3.3055 | 2.4014 | -3.0957
12151 | jul | 5.8805 | 3.174 | 2.7065 | -0.22648
12153 | jul | 5.5659 | 3.4696 | 2.0963 | -5.5321
12154 | jul | 5.8705 | 3.1648 | 2.7057 | 0.11731
12155 | jul | 5.3375 | 3.5208 | 1.8167 | -6.3064
12156 | jul | 6.0129 | 3.2281 | 2.7848 | 2.7405
12157 | jul | 5.5128 | 3.5213 | 1.9915 | -5.8844
12158 | jul | 5.9676 | 3.2104 | 2.7572 | 2.1194
12159 | jul | 5.915 | 3.1677 | 2.7473 | 1.4827
12160 | jul | 5.5847 | 3.485 | 2.0996 | -4.8594
12164 | jul | 4.9541 | 3.5469 | 1.4072 | -11.4396
12165 | jul | 5.708 | 3.5115 | 2.1965 | -4.1399
12166 | jul | 5.6396 | 3.4829 | 2.1568 | -4.2325
12167 | jul | 5.2732 | 3.6792 | 1.594 | -8.918
12168 | jul | 5.4793 | 3.5707 | 1.9085 | -7.6465
12169 | jul | 5.5349 | 3.5156 | 2.0193 | -6.3129
12170 | jul | 5.8616 | 3.1558 | 2.7057 | -0.36153
12173 | jul | 6.0238 | 3.2779 | 2.7459 | 2.4901
12175 | jul | 5.3079 | 3.6364 | 1.6715 | -8.2684
12176 | jul | 5.8101 | 3.4029 | 2.4071 | -1.1818
12180 | jul | 5.8126 | 3.2346 | 2.578 | -0.27858
12182 | jul | 5.8564 | 3.1895 | 2.6668 | 0.46026
12183 | jul | 5.9072 | 3.1256 | 2.7815 | 2.0379
12184 | jul | 5.9181 | 3.3187 | 2.5994 | 0.74462
12185 | jul | 5.8044 | 3.2186 | 2.5858 | -0.86827
12186 | jul | 5.7529 | 3.2971 | 2.4558 | -1.5586
12187 | jul | 5.4273 | 3.5782 | 1.8491 | -6.7753
12188 | jul | 5.9037 | 3.1424 | 2.7613 | 1.2762
12189 | jul | 5.9387 | 3.1044 | 2.8343 | 2.6499
12190 | jul | 5.0524 | 3.4727 | 1.5797 | -10.0914
12192 | jul | 5.9617 | 3.2989 | 2.6628 | 1.5577
12193 | jul | 5.6252 | 3.4608 | 2.1644 | -4.1244
12194 | jul | 5.3751 | 3.625 | 1.7501 | -7.6633
12196 | jul | 5.8641 | 3.2594 | 2.6047 | 0.21235
12197 | jul | 5.324 | 3.5787 | 1.7453 | -7.3087
12198 | jul | 5.8644 | 3.2282 | 2.6362 | 0.52497
12202 | jul | 6.0075 | 3.1275 | 2.88 | 3.4085
12203 | jul | 5.94 | 3.126 | 2.814 | 2.239
12204 | jul | 5.9745 | 3.111 | 2.8635 | 3.1148
12205 | jul | 5.9454 | 3.098 | 2.8474 | 2.5764
12206 | jul | 5.9781 | 3.1101 | 2.868 | 3.0765
12207 | jul | 6.0049 | 3.1131 | 2.8918 | 3.5086
12208 | jul | 5.9691 | 3.132 | 2.837 | 2.7177
12209 | jul | 5.9864 | 3.1328 | 2.8536 | 3.0049
12210 | jul | 5.9992 | 3.1105 | 2.8887 | 3.4429
12211 | jul | 5.9702 | 3.0875 | 2.8827 | 3.182
12302 | jul | 5.7724 | 3.2448 | 2.5276 | -1.9138
12303 | jul | 5.881 | 3.1299 | 2.7511 | 1.1098
12304 | jul | 5.9041 | 3.106 | 2.7981 | 1.5661
12305 | jul | 5.8382 | 3.1751 | 2.6631 | -0.20261
12306 | jul | 5.7368 | 3.2739 | 2.4629 | -2.1496
12307 | jul | 5.8555 | 3.1559 | 2.6996 | 0.24051
12308 | jul | 5.8625 | 3.1527 | 2.7098 | 0.23069
12309 | jul | 5.9005 | 3.1179 | 2.7826 | 1.2926
12401 | jul | 5.9774 | 3.5677 | 2.4097 | 0.005883
12404 | jul | 5.8726 | 3.6745 | 2.1981 | -2.6756
12405 | jul | 5.4982 | 3.644 | 1.8542 | -6.9934
12406 | jul | 5.2037 | 3.907 | 1.2967 | -12.0903
12409 | jul | 5.5844 | 3.7558 | 1.8287 | -7.0926
12410 | jul | 5.236 | 3.907 | 1.3289 | -11.989
12411 | jul | 6.0562 | 3.5445 | 2.5118 | 1.2816
12412 | jul | 5.5514 | 3.8045 | 1.7469 | -7.9652
12413 | jul | 5.6424 | 3.5562 | 2.0862 | -4.3302
12414 | jul | 5.889 | 3.4445 | 2.4444 | 0.011507
12416 | jul | 5.371 | 3.8576 | 1.5135 | -10.5292
12418 | jul | 5.4577 | 3.6525 | 1.8052 | -7.4827
12419 | jul | 6.0254 | 3.5728 | 2.4526 | 0.43398
12421 | jul | 5.2532 | 3.7922 | 1.4611 | -10.495
12422 | jul | 5.4078 | 3.6669 | 1.7409 | -8.107
12423 | jul | 5.5803 | 3.5655 | 2.0148 | -5.3726
12424 | jul | 5.3342 | 3.7846 | 1.5495 | -10.0927
12427 | jul | 5.4836 | 3.7589 | 1.7247 | -8.2342
12428 | jul | 5.8145 | 3.7609 | 2.0536 | -4.0612
12430 | jul | 5.2361 | 3.8377 | 1.3984 | -11.1941
12431 | jul | 5.7098 | 3.4892 | 2.2205 | -3.0823
12433 | jul | 5.7154 | 3.7032 | 2.0122 | -4.8726
12435 | jul | 5.7889 | 3.7849 | 2.004 | -4.4969
12439 | jul | 5.3484 | 3.7514 | 1.597 | -9.5994
12440 | jul | 6.0014 | 3.6063 | 2.3951 | -0.36417
12442 | jul | 5.2808 | 3.8289 | 1.4519 | -11.0766
12443 | jul | 5.9552 | 3.5792 | 2.376 | -0.34372
12444 | jul | 5.2705 | 3.8116 | 1.4589 | -10.965
12446 | jul | 5.7991 | 3.7275 | 2.0717 | -4.0183
12448 | jul | 5.5008 | 3.804 | 1.6968 | -8.6393
12449 | jul | 5.9601 | 3.5485 | 2.4116 | -0.07446
12450 | jul | 5.3564 | 3.8311 | 1.5254 | -10.4112
12451 | jul | 5.8276 | 3.4364 | 2.3912 | -0.79731
12454 | jul | 5.3754 | 3.7398 | 1.6356 | -9.2198
12455 | jul | 5.2393 | 3.81 | 1.4293 | -10.3868
12456 | jul | 5.913 | 3.5584 | 2.3547 | -0.86123
12457 | jul | 5.5151 | 3.8067 | 1.7084 | -8.456
12458 | jul | 5.6452 | 3.8215 | 1.8237 | -6.6925
12460 | jul | 5.5239 | 3.5838 | 1.9401 | -6.1208
12461 | jul | 5.7089 | 3.7524 | 1.9565 | -5.5166
12463 | jul | 5.6188 | 3.6439 | 1.975 | -5.3205
12464 | jul | 5.3622 | 3.8786 | 1.4837 | -10.6209
12465 | jul | 5.2212 | 3.8785 | 1.3427 | -11.7776
12466 | jul | 6.0646 | 3.5304 | 2.5341 | 1.6091
12468 | jul | 5.297 | 3.7733 | 1.5237 | -10.1647
12469 | jul | 5.4025 | 3.646 | 1.7565 | -7.9616
12470 | jul | 5.6326 | 3.5785 | 2.054 | -4.5173
12472 | jul | 6.0614 | 3.5556 | 2.5058 | 1.0804
12473 | jul | 5.4745 | 3.684 | 1.7905 | -7.5131
12474 | jul | 5.2625 | 3.7517 | 1.5108 | -9.8623
12477 | jul | 5.8475 | 3.5703 | 2.2771 | -1.8464
12480 | jul | 5.2703 | 3.8714 | 1.3989 | -11.459
12481 | jul | 5.6899 | 3.7343 | 1.9556 | -5.5965
12482 | jul | 5.811 | 3.4635 | 2.3475 | -1.0721
12484 | jul | 5.9268 | 3.6316 | 2.2953 | -1.5161
12485 | jul | 5.3975 | 3.7709 | 1.6266 | -9.2648
12486 | jul | 6.077 | 3.5541 | 2.5228 | 1.2591
12487 | jul | 6.0834 | 3.5454 | 2.5381 | 1.5928
12491 | jul | 5.8057 | 3.6583 | 2.1474 | -3.2122
12492 | jul | 5.2857 | 3.8443 | 1.4414 | -11.1246
12494 | jul | 5.6135 | 3.7863 | 1.8272 | -7.0019
12495 | jul | 5.4415 | 3.8191 | 1.6224 | -9.4415
12496 | jul | 5.3185 | 3.7534 | 1.5651 | -9.8638
12498 | jul | 5.6819 | 3.6978 | 1.984 | -5.2394
12501 | jul | 5.7886 | 3.6222 | 2.1664 | -3.5952
12502 | jul | 5.8866 | 3.516 | 2.3706 | -1.3593
12503 | jul | 5.7848 | 3.5657 | 2.2191 | -2.9885
12507 | jul | 6.0786 | 3.473 | 2.6057 | 2.1689
12508 | jul | 6.2834 | 3.639 | 2.6444 | 1.3656
12513 | jul | 5.9834 | 3.4105 | 2.5729 | 0.64664
12514 | jul | 5.981 | 3.5832 | 2.3977 | -0.47155
12515 | jul | 6.1409 | 3.5314 | 2.6095 | 1.667
12516 | jul | 5.7596 | 3.5481 | 2.2114 | -3.1989
12517 | jul | 5.7118 | 3.5684 | 2.1434 | -4.3279
12518 | jul | 6.2811 | 3.6016 | 2.6795 | 0.53611
12520 | jul | 6.2721 | 3.5944 | 2.6778 | 0.74611
12521 | jul | 5.8771 | 3.481 | 2.3961 | -1.2513
12522 | jul | 5.8415 | 3.6426 | 2.1989 | -2.977
12523 | jul | 6.0129 | 3.4725 | 2.5404 | 0.45338
12524 | jul | 6.2677 | 3.6614 | 2.6063 | 1.6202
12525 | jul | 6.056 | 3.58 | 2.476 | 0.21872
12526 | jul | 6.0477 | 3.4258 | 2.6219 | 1.8325
12528 | jul | 6.1473 | 3.565 | 2.5823 | 1.8395
12529 | jul | 5.7323 | 3.5328 | 2.1995 | -3.8044
12531 | jul | 5.9884 | 3.6673 | 2.321 | -1.838
12533 | jul | 6.1314 | 3.6627 | 2.4687 | 0.27153
12534 | jul | 6.0099 | 3.3862 | 2.6236 | 1.3141
12538 | jul | 6.113 | 3.5763 | 2.5367 | 1.6441
12540 | jul | 6.0172 | 3.6351 | 2.3821 | -0.5521
12542 | jul | 6.2125 | 3.5531 | 2.6594 | 2.3726
12543 | jul | 6.2386 | 3.5572 | 2.6814 | 1.4944
12545 | jul | 5.9158 | 3.6203 | 2.2955 | -1.6655
12546 | jul | 5.7574 | 3.6006 | 2.1568 | -3.8836
12547 | jul | 6.1998 | 3.5703 | 2.6295 | 2.2683
12548 | jul | 6.1245 | 3.5235 | 2.601 | 1.4146
12549 | jul | 6.2013 | 3.5713 | 2.63 | 1.2966
12550 | jul | 6.2091 | 3.5203 | 2.6887 | 1.8312
12553 | jul | 6.2427 | 3.5251 | 2.7175 | 1.2431
12561 | jul | 6.0861 | 3.5698 | 2.5163 | 0.92917
12563 | jul | 5.9398 | 3.6499 | 2.2899 | -2.8212
12564 | jul | 5.8966 | 3.6499 | 2.2467 | -2.8898
12566 | jul | 6.0279 | 3.6515 | 2.3765 | -0.80103
12567 | jul | 5.8735 | 3.5657 | 2.3078 | -1.9535
12569 | jul | 6.0628 | 3.6106 | 2.4522 | 0.48666
12570 | jul | 5.9618 | 3.6493 | 2.3125 | -1.6229
12571 | jul | 6.0206 | 3.5039 | 2.5168 | 0.65882
12572 | jul | 6.0489 | 3.527 | 2.5219 | 1.2286
12575 | jul | 6.23 | 3.5302 | 2.6998 | 1.4665
12577 | jul | 6.2635 | 3.5341 | 2.7294 | 1.1571
12578 | jul | 6.029 | 3.5921 | 2.4369 | 0.22096
12580 | jul | 6.0751 | 3.5558 | 2.5193 | 1.3424
12581 | jul | 5.9023 | 3.5929 | 2.3094 | -1.7293
12582 | jul | 6.047 | 3.6714 | 2.3757 | -0.88621
12583 | jul | 6.0639 | 3.4536 | 2.6103 | 1.8038
12585 | jul | 5.9625 | 3.63 | 2.3325 | -1.1467
12586 | jul | 6.1759 | 3.5189 | 2.657 | 1.6617
12589 | jul | 6.112 | 3.5417 | 2.5703 | 1.028
12590 | jul | 6.2343 | 3.6266 | 2.6076 | 2.1389
12592 | jul | 5.7869 | 3.6348 | 2.1521 | -3.7216
12594 | jul | 5.8274 | 3.6405 | 2.1869 | -3.4741
12601 | jul | 6.1851 | 3.5987 | 2.5863 | 2.1808
12603 | jul | 6.1676 | 3.6144 | 2.5532 | 1.7442
12604 | jul | 6.189 | 3.6086 | 2.5804 | 2.126
12701 | jul | 5.7548 | 3.8559 | 1.8989 | -5.1246
12719 | jul | 5.8858 | 3.8973 | 1.9885 | -3.8625
12720 | jul | 5.7602 | 3.8149 | 1.9453 | -4.1362
12721 | jul | 6.0148 | 3.7203 | 2.2944 | -1.5598
12723 | jul | 5.6698 | 3.7416 | 1.9282 | -4.0609
12725 | jul | 5.3279 | 3.9218 | 1.4061 | -11.1276
12726 | jul | 5.7381 | 3.7774 | 1.9607 | -3.772
12729 | jul | 5.9369 | 3.8855 | 2.0515 | -3.5359
12732 | jul | 5.8555 | 3.869 | 1.9866 | -3.9593
12733 | jul | 5.7323 | 3.8147 | 1.9175 | -5.2474
12734 | jul | 5.6556 | 3.8313 | 1.8243 | -5.7224
12736 | jul | 5.5662 | 3.7428 | 1.8233 | -5.225
12737 | jul | 5.8804 | 3.8973 | 1.9831 | -4.064
12738 | jul | 5.7727 | 3.8427 | 1.9299 | -5.1127
12740 | jul | 5.449 | 3.9011 | 1.5479 | -9.7327
12741 | jul | 5.5802 | 3.725 | 1.8551 | -4.7413
12742 | jul | 5.6859 | 3.8352 | 1.8507 | -5.5435
12743 | jul | 5.863 | 3.8826 | 1.9804 | -4.0812
12745 | jul | 5.6615 | 3.7408 | 1.9207 | -4.1626
12746 | jul | 6.0128 | 3.9024 | 2.1104 | -2.7436
12747 | jul | 5.6604 | 3.8284 | 1.8321 | -6.0448
12748 | jul | 5.64 | 3.7795 | 1.8605 | -4.9331
12750 | jul | 5.7099 | 3.7681 | 1.9418 | -3.9292
12751 | jul | 5.7368 | 3.8449 | 1.8919 | -5.3014
12752 | jul | 5.7413 | 3.772 | 1.9693 | -3.6539
12754 | jul | 5.5835 | 3.8365 | 1.747 | -6.7102
12758 | jul | 5.3956 | 3.8542 | 1.5414 | -9.188
12759 | jul | 5.6424 | 3.8308 | 1.8116 | -6.2453
12760 | jul | 5.4915 | 3.7223 | 1.7691 | -5.6773
12762 | jul | 5.7144 | 3.8386 | 1.8758 | -5.125
12763 | jul | 5.8075 | 3.8007 | 2.0068 | -4.4153
12764 | jul | 5.8183 | 3.822 | 1.9963 | -3.5338
12765 | jul | 5.5206 | 3.8698 | 1.6508 | -8.2902
12766 | jul | 5.6033 | 3.7629 | 1.8404 | -5.201
12768 | jul | 5.4716 | 3.869 | 1.6026 | -8.5946
12770 | jul | 5.921 | 3.9205 | 2.0005 | -3.7755
12771 | jul | 6.0832 | 3.9167 | 2.1665 | -2.2224
12775 | jul | 5.7894 | 3.8531 | 1.9363 | -5.0109
12776 | jul | 5.4407 | 3.7696 | 1.671 | -7.4194
12777 | jul | 5.8427 | 3.8909 | 1.9517 | -4.58
12779 | jul | 5.7367 | 3.8312 | 1.9055 | -5.2679
12780 | jul | 5.971 | 3.9175 | 2.0535 | -3.2563
12783 | jul | 5.667 | 3.8082 | 1.8589 | -5.0944
12786 | jul | 5.7561 | 3.831 | 1.9251 | -4.4942
12787 | jul | 5.5876 | 3.8092 | 1.7784 | -6.136
12788 | jul | 5.6452 | 3.8352 | 1.81 | -6.5851
12789 | jul | 5.7615 | 3.8178 | 1.9437 | -5.0419
12790 | jul | 5.8894 | 3.8132 | 2.0763 | -3.6138
12791 | jul | 5.5984 | 3.7958 | 1.8026 | -5.7705
12792 | jul | 5.8715 | 3.8778 | 1.9937 | -3.819
12801 | jul | 5.7176 | 2.9771 | 2.7405 | -0.69173
12803 | jul | 5.7521 | 2.962 | 2.7901 | -0.22435
12804 | jul | 5.6497 | 3.0189 | 2.6308 | -1.7285
12808 | jul | 5.4089 | 3.129 | 2.2798 | -2.2269
12809 | jul | 5.7342 | 3.0348 | 2.6994 | -0.66606
12810 | jul | 5.3439 | 3.2078 | 2.1361 | -5.4754
12812 | jul | 4.8935 | 3.6653 | 1.2282 | -11.6907
12814 | jul | 5.4856 | 3.0954 | 2.3902 | -2.257
12815 | jul | 5.4154 | 3.1348 | 2.2805 | -2.4623
12816 | jul | 5.6616 | 3.2466 | 2.415 | -3.1683
12817 | jul | 5.3799 | 3.1347 | 2.2452 | -3.3895
12819 | jul | 5.6302 | 3.0349 | 2.5953 | -0.40273
12821 | jul | 5.7478 | 2.964 | 2.7838 | 0.84141
12822 | jul | 5.5051 | 3.2557 | 2.2494 | -5.5427
12823 | jul | 5.6824 | 3.1322 | 2.5502 | -2.0176
12824 | jul | 5.5078 | 3.0672 | 2.4406 | -2.4204
12827 | jul | 5.6852 | 2.9687 | 2.7166 | -0.22496
12828 | jul | 5.7875 | 2.9607 | 2.8268 | 0.32516
12831 | jul | 5.7656 | 3.0614 | 2.7042 | -1.1565
12832 | jul | 5.6597 | 3.1 | 2.5596 | -1.4095
12833 | jul | 5.6596 | 3.231 | 2.4285 | -3.9108
12834 | jul | 5.7849 | 3.1136 | 2.6713 | -0.8039
12835 | jul | 5.3507 | 3.3167 | 2.034 | -7.0868
12836 | jul | 5.4609 | 3.1533 | 2.3076 | -1.8984
12837 | jul | 5.6861 | 3.0913 | 2.5948 | -0.3522
12838 | jul | 5.7199 | 3.0151 | 2.7048 | -0.333
12839 | jul | 5.7442 | 2.9266 | 2.8176 | 0.26889
12842 | jul | 4.9214 | 3.4692 | 1.4522 | -9.8716
12843 | jul | 5.0567 | 3.3728 | 1.6839 | -8.7463
12844 | jul | 5.5875 | 3.0115 | 2.576 | -1.5506
12845 | jul | 5.5438 | 3.0625 | 2.4813 | -2.7725
12846 | jul | 5.5327 | 3.1521 | 2.3806 | -4.1507
12847 | jul | 4.964 | 3.7887 | 1.1753 | -11.513
12849 | jul | 5.6837 | 3.0731 | 2.6105 | -0.5589
12850 | jul | 5.5592 | 3.3309 | 2.2283 | -5.6477
12851 | jul | 5.0629 | 3.3427 | 1.7202 | -6.6474
12852 | jul | 4.8755 | 3.6287 | 1.2467 | -9.4651
12853 | jul | 5.2429 | 3.2161 | 2.0269 | -4.9428
12854 | jul | 5.7196 | 3.0194 | 2.7002 | 0.39604
12855 | jul | 4.9761 | 3.5576 | 1.4185 | -8.09
12857 | jul | 5.0368 | 3.3938 | 1.643 | -6.9254
12858 | jul | 5.2946 | 3.2318 | 2.0628 | -2.7765
12859 | jul | 5.5553 | 3.2856 | 2.2697 | -5.398
12860 | jul | 5.3733 | 3.1404 | 2.233 | -2.7231
12861 | jul | 5.7168 | 3.0296 | 2.6873 | 1.9027
12863 | jul | 5.6559 | 3.2915 | 2.3645 | -4.4121
12865 | jul | 5.608 | 3.1993 | 2.4087 | -3.327
12866 | jul | 5.8046 | 3.1801 | 2.6245 | -1.6914
12870 | jul | 5.2391 | 3.2664 | 1.9726 | -3.8481
12871 | jul | 5.8436 | 3.0861 | 2.7574 | -0.13599
12872 | jul | 5.29 | 3.2261 | 2.0639 | -2.8265
12873 | jul | 5.5791 | 3.2881 | 2.291 | -4.5158
12878 | jul | 5.1835 | 3.3579 | 1.8256 | -8.3503
12883 | jul | 5.5238 | 3.1367 | 2.3871 | -0.074218
12885 | jul | 5.3909 | 3.1517 | 2.2392 | -4.2018
12886 | jul | 5.2854 | 3.1959 | 2.0895 | -4.8169
12887 | jul | 5.708 | 3.016 | 2.692 | 0.53622
12901 | jul | 5.4669 | 2.8813 | 2.5856 | 4.1011
12903 | jul | 5.4999 | 2.7965 | 2.7034 | 5.0966
12910 | jun | 5.0499 | 3.0248 | 2.0251 | -1.416
12911 | jul | 5.5268 | 2.8046 | 2.7222 | 5.188
12912 | jul | 5.1558 | 3.3517 | 1.8041 | -2.7803
12913 | jul | 4.9699 | 3.7161 | 1.2538 | -7.4131
12914 | jul | 5.4562 | 3.0687 | 2.3875 | -2.1948
12916 | jul | 5.3657 | 3.3585 | 2.0072 | -3.8483
12917 | jul | 5.2888 | 3.5151 | 1.7737 | -6.7696
12918 | jul | 5.2042 | 3.1659 | 2.0383 | -1.1775
12919 | jun | 5.1981 | 2.9005 | 2.2976 | 0.13985
12920 | jul | 5.1673 | 3.6204 | 1.5469 | -7.8017
12921 | jun | 5.2195 | 2.8221 | 2.3974 | 1.7233
12922 | jun | 4.7735 | 3.5366 | 1.2368 | -9.6704
12923 | jul | 5.2076 | 3.5206 | 1.687 | -6.2633
12924 | jul | 5.3748 | 2.9671 | 2.4077 | 2.3771
12926 | jul | 5.4026 | 3.2878 | 2.1149 | -4.7947
12928 | jul | 5.4668 | 3.169 | 2.2978 | -0.14399
12930 | jul | 5.24 | 3.6413 | 1.5987 | -5.903
12932 | jul | 5.242 | 3.3038 | 1.9382 | -2.2687
12934 | jul | 5.0648 | 3.5895 | 1.4753 | -7.3268
12935 | jul | 5.1595 | 3.4332 | 1.7263 | -4.7086
12936 | jul | 5.6579 | 2.999 | 2.659 | 4.5633
12937 | jul | 5.4344 | 3.104 | 2.3304 | -3.1146
12941 | jul | 5.227 | 3.2544 | 1.9726 | -1.4023
12942 | jul | 5.0019 | 3.5526 | 1.4492 | -6.1369
12943 | jul | 4.8558 | 3.7113 | 1.1446 | -9.9521
12944 | jul | 5.4513 | 2.9638 | 2.4875 | 3.1006
12945 | jun | 4.7669 | 3.4797 | 1.2872 | -7.8504
12946 | jul | 4.8457 | 3.7691 | 1.0766 | -9.6317
12950 | jul | 5.3688 | 3.1353 | 2.2336 | 0.65494
12952 | jul | 4.9452 | 3.7668 | 1.1783 | -9.6528
12953 | jun | 4.8532 | 3.5667 | 1.2865 | -9.196
12955 | jul | 4.9847 | 3.7447 | 1.24 | -9.4752
12956 | jul | 5.4939 | 3.1457 | 2.3481 | 1.1114
12957 | jul | 5.4185 | 3.2187 | 2.1998 | -2.6156
12958 | jun | 5.1491 | 2.9462 | 2.2029 | -0.58334
12959 | jun | 5.0903 | 3.0821 | 2.0082 | -2.4466
12960 | jul | 5.3877 | 3.2127 | 2.175 | -0.85289
12961 | jul | 5.2827 | 3.2809 | 2.0018 | -2.2043
12962 | jul | 5.3176 | 3.0322 | 2.2854 | 1.1308
12964 | jul | 5.2927 | 3.2679 | 2.0248 | -1.7569
12965 | jul | 5.3377 | 3.4383 | 1.8994 | -3.3597
12966 | jul | 5.2322 | 3.6357 | 1.5964 | -6.9556
12967 | jul | 5.3826 | 3.345 | 2.0376 | -2.5482
12969 | jun | 4.7401 | 3.6262 | 1.1139 | -10.246
12970 | jun | 4.7698 | 3.5525 | 1.2173 | -8.8875
12972 | jul | 5.376 | 2.9252 | 2.4508 | 2.8256
12973 | jun | 4.7777 | 3.5016 | 1.2761 | -9.1676
12974 | jul | 5.5896 | 3.0986 | 2.491 | 2.1828
12978 | jul | 5.0852 | 3.3712 | 1.714 | -3.8025
12979 | jun | 5.2141 | 2.9418 | 2.2723 | -0.57771
12980 | jun | 4.8093 | 3.5435 | 1.2658 | -8.7957
12981 | jul | 5.0392 | 3.4994 | 1.5398 | -5.6543
12983 | jun | 4.7582 | 3.4837 | 1.2745 | -8.0431
12985 | jul | 5.1685 | 3.2337 | 1.9348 | -1.6185
12986 | jun | 4.7431 | 3.4805 | 1.2626 | -8.7545
12987 | jul | 5.1083 | 3.4125 | 1.6958 | -3.8216
12989 | jun | 4.7559 | 3.5407 | 1.2153 | -8.4954
12992 | jun | 5.1512 | 2.8254 | 2.3259 | 1.6539
12993 | jul | 5.5767 | 3.0635 | 2.5133 | 2.9627
12996 | jul | 5.6003 | 2.9724 | 2.6279 | 4.4059
12997 | jul | 5.071 | 3.4741 | 1.5969 | -4.5758
13021 | jul | 5.7974 | 3.1929 | 2.6045 | 1.6919
13026 | jul | 5.8021 | 3.1527 | 2.6494 | 2.8896
13027 | jul | 5.7648 | 3.0479 | 2.7169 | -1.0275
13028 | jul | 5.6753 | 3.1416 | 2.5337 | -3.4902
13029 | jul | 5.7428 | 3.1799 | 2.563 | -1.9554
13030 | jul | 5.7459 | 3.2834 | 2.4625 | -2.3406
13031 | jul | 5.7723 | 3.2749 | 2.4974 | -0.7919
13032 | jul | 5.6596 | 3.2718 | 2.3878 | -3.845
13033 | jul | 5.7878 | 2.8246 | 2.9632 | -0.17267
13034 | jul | 5.8833 | 3.0263 | 2.857 | 3.3954
13035 | jul | 5.4771 | 3.3064 | 2.1707 | -5.2773
13036 | jul | 5.6814 | 2.9804 | 2.701 | -2.7369
13037 | jul | 5.6788 | 3.301 | 2.3778 | -3.1721
13039 | jul | 5.765 | 3.3048 | 2.4602 | -1.8056
13040 | jul | 5.5072 | 3.2931 | 2.2141 | -4.1017
13041 | jul | 5.7579 | 3.1902 | 2.5677 | -1.6288
13042 | jul | 5.6962 | 3.1824 | 2.5137 | -3.567
13044 | jul | 5.693 | 3.1395 | 2.5535 | -3.064
13045 | jul | 5.5454 | 3.3096 | 2.2358 | -3.532
13052 | jul | 5.4204 | 3.3096 | 2.1108 | -5.7784
13053 | jul | 5.5598 | 3.3048 | 2.255 | -2.1403
13054 | jul | 5.7079 | 3.2547 | 2.4532 | -4.132
13057 | jul | 5.7744 | 3.3943 | 2.3801 | -1.5643
13060 | jul | 5.7573 | 3.1978 | 2.5595 | -0.056845
13061 | jul | 5.3606 | 3.2923 | 2.0683 | -6.6267
13063 | jul | 5.4909 | 3.3399 | 2.1511 | -4.8912
13066 | jul | 5.7029 | 3.3794 | 2.3235 | -2.4061
13068 | jul | 5.5869 | 3.2987 | 2.2882 | -0.96924
13069 | jul | 5.7014 | 2.7422 | 2.9592 | -2.6914
13071 | jul | 5.7018 | 3.2613 | 2.4405 | 1.3535
13072 | jul | 5.3487 | 3.2958 | 2.0529 | -6.6611
13073 | jul | 5.6114 | 3.3043 | 2.3071 | -0.99411
13074 | jul | 5.7453 | 2.6236 | 3.1218 | -1.9241
13076 | jul | 5.6575 | 2.941 | 2.7164 | -3.0838
13077 | jul | 5.5287 | 3.3504 | 2.1783 | -4.2686
13078 | jul | 5.6241 | 3.3905 | 2.2336 | -3.1081
13080 | jul | 5.7875 | 3.063 | 2.7245 | 0.36222
13081 | jul | 5.7517 | 3.1946 | 2.5572 | 2.5891
13082 | jul | 5.746 | 3.327 | 2.4191 | -2.1998
13083 | jul | 5.4736 | 2.7086 | 2.765 | -5.7018
13084 | jul | 5.5648 | 3.3772 | 2.1876 | -3.736
13088 | jul | 5.8021 | 3.3201 | 2.482 | -1.0616
13090 | jul | 5.7813 | 3.2395 | 2.5418 | -1.2985
13092 | jul | 5.6227 | 3.3142 | 2.3086 | -0.84848
13101 | jul | 5.521 | 3.3028 | 2.2182 | -4.326
13103 | jul | 5.6791 | 3.0533 | 2.6258 | -2.9155
13104 | jul | 5.5923 | 3.3453 | 2.2471 | -3.7133
13108 | jul | 5.7121 | 3.3124 | 2.3997 | -1.1921
13110 | jul | 5.633 | 3.3718 | 2.2612 | -2.4145
13111 | jul | 5.7704 | 2.667 | 3.1033 | -0.85302
13112 | jul | 5.7744 | 3.1093 | 2.6651 | -0.19807
13114 | jul | 5.6291 | 2.6317 | 2.9975 | -3.3991
13116 | jul | 5.7608 | 3.3872 | 2.3736 | -1.7848
13118 | jul | 5.6059 | 3.3464 | 2.2595 | -1.8378
13120 | jul | 5.6328 | 3.3857 | 2.2471 | -2.804
13122 | jul | 5.414 | 3.3119 | 2.1021 | -5.9178
13124 | jul | 5.4049 | 3.3059 | 2.0989 | -5.778
13126 | jul | 5.6828 | 2.4639 | 3.2188 | -3.4578
13131 | jul | 5.6109 | 2.8804 | 2.7305 | -3.7262
13132 | jul | 5.7124 | 3.0184 | 2.694 | -2.1461
13135 | jul | 5.7217 | 2.9449 | 2.7768 | -2.0228
13136 | jul | 5.4422 | 3.3031 | 2.1391 | -5.1144
13140 | jul | 5.8337 | 2.922 | 2.9117 | 1.9614
13141 | jul | 5.528 | 3.3632 | 2.1648 | -4.3806
13142 | jul | 5.5956 | 2.5893 | 3.0062 | -3.4602
13143 | jul | 5.7776 | 2.6515 | 3.1261 | 0.23072
13144 | jul | 5.4645 | 2.8369 | 2.6276 | -6.2152
13145 | jul | 5.583 | 2.4317 | 3.1513 | -3.0889
13146 | jul | 5.8328 | 2.7878 | 3.045 | 2.2325
13147 | jul | 5.7245 | 3.2651 | 2.4594 | 1.2407
13148 | jul | 5.9102 | 2.9002 | 3.01 | 4.0919
13152 | jul | 5.6749 | 3.3271 | 2.3477 | -1.1706
13155 | jul | 5.3711 | 3.3076 | 2.0635 | -6.1851
13156 | jul | 5.7455 | 2.5205 | 3.225 | -1.3778
13158 | jul | 5.4614 | 3.3201 | 2.1412 | -5.3063
13159 | jul | 5.5215 | 3.3588 | 2.1627 | -4.4403
13160 | jul | 5.8355 | 3.1356 | 2.6999 | 3.012
13164 | jul | 5.7962 | 3.2135 | 2.5828 | -0.53496
13165 | jul | 5.9 | 2.8167 | 3.0834 | 4.5368
13166 | jul | 5.8118 | 3.005 | 2.8068 | 1.0626
13167 | jul | 5.6844 | 3.0976 | 2.5868 | -2.9508
13202 | jul | 5.76 | 3.3907 | 2.3693 | -1.5006
13203 | jul | 5.7814 | 3.4015 | 2.38 | -1.2874
13204 | jul | 5.7779 | 3.3738 | 2.4041 | -1.2826
13205 | jul | 5.7073 | 3.3927 | 2.3146 | -2.0674
13206 | jul | 5.7904 | 3.4209 | 2.3695 | -1.2138
13207 | jul | 5.7225 | 3.383 | 2.3395 | -1.8765
13208 | jul | 5.8026 | 3.3915 | 2.4111 | -1.0584
13209 | jul | 5.8041 | 3.2988 | 2.5053 | -0.90212
13210 | jul | 5.7364 | 3.403 | 2.3334 | -1.7778
13211 | jul | 5.7978 | 3.3859 | 2.412 | -1.1751
13212 | jul | 5.7889 | 3.3431 | 2.4458 | -1.3095
13214 | jul | 5.741 | 3.4238 | 2.3172 | -1.7957
13215 | jul | 5.6965 | 3.3634 | 2.3331 | -1.993
13219 | jul | 5.7695 | 3.3484 | 2.421 | -1.3143
13224 | jul | 5.7488 | 3.4185 | 2.3303 | -1.6656
13244 | jul | 5.7459 | 3.3969 | 2.3489 | -1.6514
13301 | jul | 5.3222 | 3.6009 | 1.7213 | -10.3524
13302 | jul | 5.5144 | 2.9024 | 2.612 | -5.4099
13303 | jul | 5.4394 | 3.4156 | 2.0238 | -8.8631
13304 | jul | 5.5557 | 3.5968 | 1.9589 | -7.5419
13308 | jul | 5.6958 | 3.2313 | 2.4646 | -4.5225
13309 | jul | 5.3142 | 3.5152 | 1.799 | -10.2414
13310 | jul | 5.4753 | 3.2624 | 2.2128 | -6.1775
13314 | jul | 5.4404 | 3.3987 | 2.0417 | -6.5851
13315 | jul | 5.3908 | 3.4583 | 1.9325 | -6.1419
13316 | jul | 5.511 | 3.193 | 2.318 | -6.4544
13317 | jul | 5.6329 | 3.5203 | 2.1126 | -4.191
13318 | jul | 5.4779 | 3.495 | 1.9828 | -7.0513
13319 | jul | 5.6301 | 3.5154 | 2.1147 | -5.8541
13320 | jul | 5.4148 | 3.5764 | 1.8384 | -6.425
13322 | jul | 5.5309 | 3.5342 | 1.9967 | -6.5447
13323 | jul | 5.6606 | 3.4666 | 2.194 | -5.7879
13324 | jul | 5.1342 | 3.7761 | 1.3581 | -12.6423
13325 | jul | 5.2235 | 3.396 | 1.8276 | -11.2935
13326 | jul | 5.3787 | 3.5006 | 1.8781 | -5.6214
13327 | jul | 5.3105 | 3.4483 | 1.8622 | -9.0509
13328 | jul | 5.5792 | 3.4122 | 2.167 | -6.2311
13329 | jul | 5.4592 | 3.6531 | 1.8061 | -7.3977
13331 | jul | 5.0515 | 3.8408 | 1.2107 | -14.1931
13332 | jul | 5.3968 | 3.2604 | 2.1364 | -6.2581
13333 | jul | 5.4737 | 3.5769 | 1.8969 | -5.756
13334 | jul | 5.3986 | 3.2636 | 2.1351 | -6.4251
13335 | jul | 5.4205 | 3.4045 | 2.0159 | -5.7962
13337 | jul | 5.3774 | 3.4967 | 1.8808 | -5.8505
13338 | jul | 5.2054 | 3.7003 | 1.5051 | -11.8839
13339 | jul | 5.6237 | 3.5628 | 2.061 | -4.5988
13340 | jul | 5.6089 | 3.5901 | 2.0188 | -5.8017
13342 | jul | 5.4042 | 3.4096 | 1.9946 | -5.4785
13343 | jul | 5.2721 | 3.5276 | 1.7445 | -10.4475
13345 | jul | 5.312 | 3.4579 | 1.8541 | -9.6341
13346 | jul | 5.4403 | 3.2659 | 2.1743 | -6.2063
13348 | jul | 5.3703 | 3.466 | 1.9043 | -5.9139
13350 | jul | 5.5723 | 3.6409 | 1.9314 | -5.9647
13353 | jul | 4.982 | 3.8059 | 1.1761 | -14.089
13354 | jul | 5.5728 | 3.5297 | 2.0431 | -7.5522
13355 | jul | 5.4379 | 3.3502 | 2.0876 | -6.5522
13357 | jul | 5.514 | 3.582 | 1.932 | -6.3605
13360 | jul | 4.9417 | 3.8333 | 1.1083 | -14.1661
13361 | jul | 5.5037 | 3.5925 | 1.9111 | -5.7415
13363 | jul | 5.5388 | 3.3544 | 2.1844 | -7.4812
13365 | jul | 5.5 | 3.6648 | 1.8352 | -6.8708
13367 | jul | 5.1884 | 3.5435 | 1.645 | -11.4325
13368 | jul | 5.3032 | 3.4576 | 1.8456 | -9.8126
13402 | jul | 5.4804 | 3.3173 | 2.1632 | -6.4235
13403 | jul | 5.6574 | 3.5235 | 2.1339 | -6.2757
13406 | jul | 5.51 | 3.6801 | 1.8299 | -7.1029
13407 | jul | 5.5054 | 3.6153 | 1.8902 | -6.1218
13408 | jul | 5.4431 | 3.2748 | 2.1683 | -6.1981
13409 | jul | 5.5576 | 3.2861 | 2.2714 | -5.5862
13411 | jul | 5.4121 | 3.3681 | 2.044 | -5.6311
13413 | jul | 5.6786 | 3.5195 | 2.1591 | -5.4891
13415 | jul | 5.4061 | 3.3842 | 2.022 | -5.0109
13416 | jul | 5.4545 | 3.6839 | 1.7707 | -8.2424
13417 | jul | 5.7046 | 3.5163 | 2.1883 | -5.4562
13418 | jul | 5.4512 | 3.3923 | 2.0589 | -6.7171
13420 | jul | 4.9968 | 3.8566 | 1.1402 | -14.5041
13421 | jul | 5.6659 | 3.2901 | 2.3758 | -4.4048
13424 | jul | 5.6868 | 3.4634 | 2.2234 | -6.0573
13425 | jul | 5.5476 | 3.3527 | 2.1949 | -6.1381
13428 | jul | 5.7095 | 3.4932 | 2.2163 | -3.5211
13431 | jul | 5.5336 | 3.6394 | 1.8942 | -7.4498
13433 | jul | 5.2641 | 3.566 | 1.6981 | -10.7172
13436 | jul | 4.9338 | 3.7392 | 1.1946 | -11.9473
13437 | jul | 5.3263 | 3.0934 | 2.2328 | -9.1029
13438 | jul | 5.4064 | 3.613 | 1.7933 | -9.3835
13439 | jul | 5.4257 | 3.5521 | 1.8736 | -6.2901
13440 | jul | 5.6705 | 3.3708 | 2.2997 | -6.1129
13450 | jul | 5.3466 | 3.5467 | 1.8 | -6.5666
13452 | jul | 5.5189 | 3.6002 | 1.9187 | -6.4017
13454 | jul | 5.2256 | 3.727 | 1.4986 | -10.7038
13456 | jul | 5.5887 | 3.5141 | 2.0746 | -6.1676
13459 | jul | 5.5111 | 3.5412 | 1.9699 | -5.42
13460 | jul | 5.4074 | 3.3154 | 2.092 | -6.116
13461 | jul | 5.6895 | 3.3066 | 2.3828 | -4.4369
13464 | jul | 5.3843 | 3.2649 | 2.1194 | -6.0091
13468 | jul | 5.4577 | 3.571 | 1.8866 | -5.7907
13469 | jul | 5.6319 | 3.4973 | 2.1346 | -6.891
13470 | jul | 5.2218 | 3.6884 | 1.5335 | -10.3463
13471 | jul | 5.4848 | 3.296 | 2.1888 | -7.5997
13473 | jul | 5.3126 | 3.3787 | 1.934 | -9.532
13475 | jul | 5.5288 | 3.5853 | 1.9435 | -5.3454
13476 | jul | 5.6988 | 3.3711 | 2.3277 | -5.0001
13477 | jul | 5.6485 | 3.3615 | 2.287 | -5.3207
13478 | jul | 5.7051 | 3.2977 | 2.4074 | -4.6443
13480 | jul | 5.488 | 3.4249 | 2.063 | -6.7818
13482 | jul | 5.3976 | 3.4303 | 1.9672 | -5.8207
13483 | jul | 5.513 | 3.118 | 2.395 | -5.9085
13485 | jul | 5.4333 | 3.406 | 2.0273 | -6.3931
13486 | jul | 5.4412 | 3.5015 | 1.9396 | -9.062
13488 | jul | 5.3339 | 3.5757 | 1.7582 | -7.1681
13489 | jul | 5.3028 | 3.3984 | 1.9044 | -10.2926
13490 | jul | 5.7066 | 3.434 | 2.2726 | -5.5757
13491 | jul | 5.4411 | 3.5035 | 1.9376 | -6.7567
13492 | jul | 5.6981 | 3.4954 | 2.2027 | -5.6942
13493 | jul | 5.5239 | 3.0459 | 2.478 | -5.534
13494 | jul | 5.2413 | 3.6498 | 1.5916 | -11.3222
13495 | jul | 5.7003 | 3.5216 | 2.1787 | -5.5096
13501 | jul | 5.697 | 3.5439 | 2.1531 | -5.2631
13502 | jul | 5.6293 | 3.5856 | 2.0438 | -6.1717
13601 | jul | 5.4982 | 2.3901 | 3.1081 | -3.5316
13602 | jul | 5.5243 | 2.808 | 2.7163 | -4.2368
13603 | jul | 5.5053 | 2.603 | 2.9023 | -4.394
13605 | jul | 5.5002 | 2.3558 | 3.1444 | -3.361
13606 | jul | 5.5015 | 2.2999 | 3.2016 | -2.9023
13607 | jul | 5.5463 | 2.4124 | 3.1339 | -1.2835
13608 | jul | 5.557 | 2.7745 | 2.7825 | -3.1046
13611 | jul | 5.5556 | 2.2325 | 3.3232 | -2.1542
13612 | jul | 5.4537 | 2.6935 | 2.7601 | -5.7939
13613 | jul | 5.4596 | 3.1081 | 2.3516 | -1.4008
13614 | jul | 5.5717 | 2.8136 | 2.7582 | -1.8141
13616 | jul | 5.5149 | 2.4521 | 3.0629 | -3.5854
13617 | jul | 5.4998 | 3.173 | 2.3269 | -1.8498
13618 | jul | 5.4419 | 2.0479 | 3.394 | -1.7649
13619 | jul | 5.4315 | 2.9826 | 2.449 | -6.2524
13620 | jul | 5.4047 | 3.154 | 2.2507 | -6.7136
13621 | jul | 5.4917 | 3.1925 | 2.2992 | -1.9371
13622 | jul | 5.4997 | 2.0457 | 3.454 | -0.2974
13624 | jul | 5.5071 | 2.173 | 3.3341 | -1.1178
13625 | jul | 5.1246 | 3.7983 | 1.3263 | -9.0602
13626 | jul | 5.3035 | 3.0034 | 2.3002 | -8.9342
13630 | jul | 5.5476 | 3.0399 | 2.5077 | -1.5645
13633 | jul | 5.6039 | 2.9092 | 2.6948 | -1.2756
13634 | jul | 5.511 | 2.076 | 3.435 | -0.53738
13635 | jul | 5.4178 | 3.2519 | 2.1659 | -4.7547
13636 | jul | 5.5704 | 2.3075 | 3.2629 | -2.7082
13637 | jul | 5.5439 | 2.4413 | 3.1027 | -2.693
13638 | jul | 5.4781 | 2.6837 | 2.7945 | -5.2523
13639 | jul | 5.3293 | 3.4692 | 1.86 | -6.754
13640 | jul | 5.5384 | 2.3781 | 3.1603 | -1.4221
13642 | jul | 5.5229 | 2.9661 | 2.5568 | -3.0185
13646 | jul | 5.5861 | 2.7601 | 2.8259 | -1.7755
13648 | jul | 5.3743 | 3.3564 | 2.0179 | -7.0737
13650 | jul | 5.5381 | 2.1496 | 3.3885 | -1.9168
13652 | jul | 5.4454 | 3.212 | 2.2334 | -3.2378
13654 | jul | 5.6251 | 2.9191 | 2.706 | -0.49438
13655 | jul | 5.4525 | 3.0225 | 2.43 | -2.3406
13656 | jul | 5.5404 | 2.2878 | 3.2526 | -1.2267
13658 | jul | 5.5843 | 3.058 | 2.5263 | -0.3349
13659 | jul | 5.3127 | 2.9137 | 2.399 | -8.7994
13660 | jul | 5.5324 | 3.1579 | 2.3745 | -1.2954
13661 | jul | 5.5409 | 2.4328 | 3.1081 | -3.6472
13662 | jul | 5.4879 | 3.0586 | 2.4293 | -1.6486
13665 | jul | 5.4684 | 3.0447 | 2.4237 | -5.473
13666 | jul | 5.1272 | 3.836 | 1.2912 | -10.3478
13667 | jul | 5.5016 | 3.1271 | 2.3744 | -1.301
13668 | jul | 5.5004 | 3.1672 | 2.3332 | -1.2399
13669 | jul | 5.6287 | 2.9024 | 2.7263 | -0.29677
13670 | jul | 5.2355 | 3.6578 | 1.5777 | -8.936
13672 | jul | 5.2043 | 3.6813 | 1.5229 | -6.745
13673 | jul | 5.5609 | 2.6443 | 2.9166 | -3.1769
13675 | jul | 5.5682 | 2.4952 | 3.0729 | -1.6248
13676 | jul | 5.3897 | 3.3515 | 2.0382 | -3.0729
13679 | jul | 5.5775 | 2.603 | 2.9745 | -1.7885
13680 | jul | 5.6069 | 2.9761 | 2.6307 | -0.45761
13681 | jul | 5.5358 | 3.0115 | 2.5243 | -2.0869
13682 | jul | 5.4085 | 2.6774 | 2.7311 | -6.7462
13684 | jul | 5.2849 | 3.5493 | 1.7356 | -6.5655
13685 | jul | 5.5127 | 2.0531 | 3.4596 | -0.36965
13687 | jul | 5.2057 | 3.6804 | 1.5252 | -6.9767
13690 | jul | 5.112 | 3.8512 | 1.2608 | -11.295
13691 | jul | 5.5699 | 2.5391 | 3.0308 | -2.1695
13693 | jul | 5.456 | 2.0227 | 3.4333 | -1.2678
13694 | jul | 5.5131 | 3.1961 | 2.3169 | -1.8102
13695 | jul | 5.1313 | 3.8081 | 1.3232 | -11.5032
13696 | jul | 5.4814 | 3.1879 | 2.2935 | -1.2074
13697 | jul | 5.4323 | 3.2478 | 2.1845 | -1.5745
13699 | jul | 5.4468 | 3.2483 | 2.1985 | -2.146
13730 | jul | 5.5202 | 3.4601 | 2.0602 | -3.7281
13731 | jul | 5.2916 | 3.7576 | 1.534 | -8.997
13732 | jul | 5.6479 | 3.2931 | 2.3548 | 0.81673
13733 | jul | 5.4931 | 3.4316 | 2.0615 | -4.2282
13734 | jul | 5.6421 | 3.2236 | 2.4185 | 1.8995
13736 | jul | 5.6025 | 3.2847 | 2.3178 | -0.77144
13739 | jul | 5.2881 | 3.6188 | 1.6693 | -7.7451
13740 | jul | 5.2534 | 3.7089 | 1.5445 | -9.0731
13743 | jul | 5.6062 | 3.2592 | 2.3471 | 0.73369
13744 | jul | 5.6532 | 3.3243 | 2.329 | -0.58098
13746 | jul | 5.6266 | 3.3447 | 2.2819 | -1.6149
13748 | jul | 5.6246 | 3.4772 | 2.1474 | -2.105
13750 | jul | 5.32 | 3.5319 | 1.788 | -6.5015
13751 | jul | 5.3167 | 3.5232 | 1.7935 | -6.3742
13752 | jul | 5.3209 | 3.6901 | 1.6308 | -7.8812
13753 | jul | 5.3103 | 3.5969 | 1.7134 | -7.0975
13754 | jul | 5.4947 | 3.5606 | 1.9341 | -4.4487
13755 | jul | 5.3727 | 3.6939 | 1.6788 | -7.1088
13756 | jul | 5.4179 | 3.6841 | 1.7339 | -6.2419
13757 | jul | 5.3215 | 3.5346 | 1.7869 | -6.4287
13760 | jul | 5.665 | 3.2937 | 2.3713 | 0.56092
13775 | jul | 5.3834 | 3.4899 | 1.8934 | -5.3721
13776 | jul | 5.4397 | 3.3921 | 2.0476 | -4.962
13777 | jul | 5.6529 | 3.2993 | 2.3536 | -0.27648
13778 | jul | 5.5673 | 3.3399 | 2.2274 | -2.7005
13780 | jul | 5.476 | 3.373 | 2.103 | -4.7049
13782 | jul | 5.3347 | 3.6589 | 1.6758 | -7.3322
13783 | jul | 5.4875 | 3.6438 | 1.8437 | -4.9842
13786 | jul | 5.2899 | 3.6209 | 1.669 | -7.9591
13787 | jul | 5.5834 | 3.4327 | 2.1506 | -2.7832
13788 | jul | 5.2604 | 3.6953 | 1.5651 | -9.0521
13790 | jul | 5.662 | 3.32 | 2.342 | -0.012937
13795 | jul | 5.6297 | 3.4703 | 2.1594 | -2.1238
13796 | jul | 5.4016 | 3.3981 | 2.0035 | -4.7973
13797 | jul | 5.6239 | 3.2858 | 2.3381 | -1.1014
13801 | jul | 5.4722 | 3.3101 | 2.1621 | -4.2548
13802 | jul | 5.6561 | 3.2912 | 2.3649 | 0.011684
13803 | jul | 5.5698 | 3.2878 | 2.282 | -2.6965
13804 | jul | 5.4528 | 3.5204 | 1.9324 | -4.7637
13806 | jul | 5.3402 | 3.513 | 1.8272 | -5.965
13807 | jul | 5.3711 | 3.4328 | 1.9384 | -5.0154
13808 | jul | 5.4155 | 3.387 | 2.0285 | -4.9663
13809 | jul | 5.4591 | 3.405 | 2.0541 | -4.8315
13810 | jul | 5.3904 | 3.4099 | 1.9805 | -5.0874
13811 | jul | 5.6338 | 3.2745 | 2.3592 | 0.23408
13812 | jul | 5.633 | 3.2346 | 2.3984 | 1.7152
13813 | jul | 5.5309 | 3.4855 | 2.0453 | -3.5934
13815 | jul | 5.4161 | 3.3221 | 2.094 | -5.4372
13820 | jul | 5.378 | 3.4407 | 1.9373 | -4.9817
13825 | jul | 5.4164 | 3.4178 | 1.9987 | -4.7637
13826 | jul | 5.5713 | 3.4911 | 2.0802 | -3.0214
13827 | jul | 5.6436 | 3.2525 | 2.3911 | 1.2344
13830 | jul | 5.4853 | 3.3371 | 2.1481 | -4.3301
13832 | jul | 5.3697 | 3.2897 | 2.08 | -6.1499
13833 | jul | 5.6291 | 3.395 | 2.234 | -1.9212
13834 | jul | 5.3601 | 3.4503 | 1.9099 | -5.1961
13835 | jul | 5.5827 | 3.2924 | 2.2903 | -1.7408
13838 | jul | 5.457 | 3.4707 | 1.9863 | -4.6544
13839 | jul | 5.391 | 3.5397 | 1.8513 | -5.6119
13841 | jul | 5.5636 | 3.2985 | 2.265 | -2.5082
13842 | jul | 5.2816 | 3.6401 | 1.6415 | -8.1432
13843 | jul | 5.4233 | 3.3682 | 2.0551 | -5.3153
13844 | jul | 5.3819 | 3.3033 | 2.0786 | -5.8812
13846 | jul | 5.3703 | 3.4923 | 1.878 | -5.435
13849 | jul | 5.4288 | 3.4677 | 1.9611 | -4.9791
13850 | jul | 5.6545 | 3.3469 | 2.3076 | 0.047942
13856 | jul | 5.3806 | 3.6032 | 1.7774 | -6.1679
13859 | jul | 5.4134 | 3.4509 | 1.9625 | -5.0223
13861 | jul | 5.4062 | 3.4095 | 1.9967 | -4.6586
13862 | jul | 5.6191 | 3.2939 | 2.3252 | -1.316
13863 | jul | 5.5662 | 3.2822 | 2.2839 | -2.5503
13864 | jul | 5.5789 | 3.2706 | 2.3084 | 0.51487
13865 | jul | 5.5766 | 3.5164 | 2.0602 | -3.1322
13901 | jul | 5.6529 | 3.3565 | 2.2964 | -0.79936
13903 | jul | 5.6334 | 3.426 | 2.2074 | -1.2365
13904 | jul | 5.6396 | 3.4096 | 2.23 | -1.476
13905 | jul | 5.6592 | 3.3343 | 2.3249 | -0.32554
14001 | jul | 5.963 | 2.6696 | 3.2934 | 1.749
14004 | jul | 5.9054 | 2.8398 | 3.0656 | 0.13819
14005 | jul | 5.8122 | 2.8106 | 3.0016 | 2.287
14006 | jul | 5.7895 | 2.9453 | 2.8441 | -3.6871
14008 | jul | 5.9473 | 2.3717 | 3.5756 | 2.9501
14009 | jul | 5.5419 | 3.34 | 2.2019 | -3.8511
14011 | jul | 5.7211 | 2.9792 | 2.7419 | -0.033293
14012 | jul | 5.9459 | 2.3375 | 3.6084 | 3.4764
14013 | jul | 5.9541 | 2.6037 | 3.3504 | 2.9199
14020 | jul | 5.874 | 2.6778 | 3.1962 | 3.6482
14024 | jul | 5.4944 | 3.3342 | 2.1601 | -3.0541
14025 | jul | 5.6731 | 3.2027 | 2.4704 | -4.8386
14026 | jul | 6.0049 | 2.7289 | 3.276 | 0.11258
14028 | jul | 5.9322 | 2.3715 | 3.5607 | 2.5619
14030 | jul | 5.555 | 3.3522 | 2.2028 | -4.699
14031 | jul | 5.9861 | 2.701 | 3.2851 | 0.90153
14032 | jul | 5.9941 | 2.6337 | 3.3604 | 1.2981
14033 | jul | 5.7136 | 3.1515 | 2.5621 | -4.198
14034 | jul | 5.6366 | 3.3326 | 2.304 | -5.7046
14036 | jul | 5.8966 | 2.7451 | 3.1514 | 1.8767
14037 | jul | 5.7723 | 2.9977 | 2.7746 | -1.361
14039 | jul | 5.744 | 2.9111 | 2.8329 | 1.6939
14040 | jul | 5.8313 | 2.8738 | 2.9575 | 0.58899
14041 | jul | 5.5852 | 3.5138 | 2.0714 | -6.8717
14042 | jul | 5.4691 | 3.4981 | 1.971 | -5.4864
14043 | jul | 5.9946 | 2.7705 | 3.2241 | -0.41692
14047 | jul | 5.816 | 2.849 | 2.967 | -3.3831
14048 | jul | 5.657 | 3.23 | 2.4269 | -4.8075
14051 | jul | 6.0069 | 2.627 | 3.3799 | 0.80512
14052 | jul | 5.82 | 2.9953 | 2.8247 | -2.2129
14054 | jul | 5.8289 | 2.7699 | 3.059 | 3.4228
14055 | jul | 5.5526 | 3.3715 | 2.1811 | -5.5232
14057 | jul | 5.7576 | 3.0172 | 2.7404 | -4.0766
14058 | jul | 5.9341 | 2.4987 | 3.4354 | 5.268
14059 | jul | 5.9116 | 2.8834 | 3.0282 | -1.2839
14060 | jul | 5.4532 | 3.4898 | 1.9634 | -4.0877
14062 | jul | 5.6171 | 3.3899 | 2.2272 | -6.2614
14063 | jul | 5.6219 | 3.3843 | 2.2376 | -5.6959
14065 | jul | 5.4764 | 3.4319 | 2.0445 | -3.7887
14066 | jul | 5.5522 | 3.2288 | 2.3233 | -1.4784
14067 | jul | 5.9853 | 2.4545 | 3.5308 | 2.9846
14068 | jul | 6.0128 | 2.6237 | 3.3891 | 0.31624
14069 | jul | 5.6105 | 3.2874 | 2.3232 | -5.1216
14070 | jul | 5.6152 | 3.4339 | 2.1813 | -6.2922
14072 | jul | 5.9501 | 2.4836 | 3.4665 | -1.0377
14075 | jul | 5.8309 | 2.903 | 2.9279 | -3.2344
14080 | jul | 5.648 | 3.2251 | 2.4229 | -4.0691
14081 | jul | 5.7485 | 3.0931 | 2.6554 | -4.2848
14082 | jul | 5.5974 | 3.2288 | 2.3687 | -3.0361
14083 | jul | 5.639 | 3.1873 | 2.4517 | -2.9755
14085 | jul | 5.8401 | 2.81 | 3.0301 | -3.173
14086 | jul | 5.9729 | 2.7878 | 3.1851 | -0.076778
14091 | jul | 5.6687 | 3.2321 | 2.4366 | -5.2054
14092 | jul | 5.9586 | 2.3937 | 3.5649 | 1.0464
14094 | jul | 5.9867 | 2.5049 | 3.4818 | 1.826
14098 | jul | 5.9374 | 2.3016 | 3.6358 | 4.2287
14101 | jul | 5.4143 | 3.622 | 1.7923 | -6.6233
14102 | jul | 5.8787 | 2.9123 | 2.9664 | -1.0337
14103 | jul | 5.9614 | 2.4364 | 3.525 | 3.946
14105 | jul | 5.9816 | 2.479 | 3.5025 | 3.1997
14108 | jul | 5.9583 | 2.4101 | 3.5482 | 2.438
14109 | jul | 5.9544 | 2.4033 | 3.5511 | 0.52377
14111 | jul | 5.7021 | 3.1404 | 2.5617 | -4.7195
14113 | jul | 5.5778 | 3.2285 | 2.3493 | -2.8445
14120 | jul | 5.9919 | 2.5291 | 3.4627 | 0.14115
14125 | jul | 5.9202 | 2.5849 | 3.3353 | 3.8648
14127 | jul | 5.865 | 2.9311 | 2.9339 | -2.6556
14129 | jul | 5.6513 | 3.3356 | 2.3156 | -5.8519
14131 | jul | 5.9613 | 2.3743 | 3.5871 | 1.8781
14132 | jul | 5.9774 | 2.4519 | 3.5255 | 0.77396
14134 | jul | 5.5217 | 3.4111 | 2.1107 | -5.2245
14136 | jul | 5.6951 | 3.1762 | 2.5189 | -4.7578
14138 | jul | 5.5535 | 3.5631 | 1.9904 | -7.321
14139 | jul | 5.73 | 3.1071 | 2.6229 | -3.0247
14141 | jul | 5.5751 | 3.3828 | 2.1922 | -5.9185
14143 | jul | 5.8914 | 2.6364 | 3.255 | 4.9533
14145 | jul | 5.6764 | 3.1204 | 2.556 | -2.4744
14150 | jul | 5.9701 | 2.5335 | 3.4366 | -0.84571
14167 | jul | 5.6272 | 3.1351 | 2.4921 | -2.0439
14170 | jul | 5.777 | 3.0662 | 2.7108 | -3.4424
14171 | jul | 5.4696 | 3.5643 | 1.9052 | -6.7185
14172 | jul | 5.9448 | 2.3769 | 3.568 | 2.2963
14174 | jul | 5.9482 | 2.3447 | 3.6035 | 2.2703
14201 | jul | 5.9454 | 2.577 | 3.3684 | -1.7443
14202 | jul | 5.9437 | 2.5978 | 3.3459 | -1.7619
14203 | jul | 5.9356 | 2.6506 | 3.285 | -1.8548
14204 | jul | 5.9476 | 2.631 | 3.3166 | -1.6701
14206 | jul | 5.9669 | 2.6958 | 3.2711 | -1.2939
14207 | jul | 5.9551 | 2.5315 | 3.4236 | -1.4147
14208 | jul | 5.9691 | 2.6027 | 3.3664 | -1.3094
14209 | jul | 5.9615 | 2.583 | 3.3785 | -1.4483
14210 | jul | 5.9483 | 2.6935 | 3.2547 | -1.6125
14211 | jul | 5.9798 | 2.6469 | 3.3329 | -1.108
14212 | jul | 5.9752 | 2.6745 | 3.3006 | -1.1761
14213 | jul | 5.9503 | 2.5485 | 3.4018 | -1.6425
14214 | jul | 5.9791 | 2.6029 | 3.3762 | -0.99087
14215 | jul | 5.9924 | 2.6445 | 3.3479 | -0.77538
14216 | jul | 5.9695 | 2.57 | 3.3995 | -1.127
14217 | jul | 5.9681 | 2.5463 | 3.4218 | -1.0348
14218 | jul | 5.9205 | 2.7541 | 3.1664 | -2.03
14219 | jul | 5.9021 | 2.7884 | 3.1137 | -2.3187
14220 | jul | 5.9379 | 2.7224 | 3.2155 | -1.7645
14221 | jul | 6.0107 | 2.6802 | 3.3305 | 0.18768
14222 | jul | 5.9585 | 2.5678 | 3.3907 | -1.4868
14223 | jul | 5.9803 | 2.5786 | 3.4017 | -0.76859
14224 | jul | 5.9467 | 2.817 | 3.1297 | -1.4522
14225 | jul | 6.0123 | 2.7137 | 3.2986 | -0.33044
14226 | jul | 5.9988 | 2.6314 | 3.3674 | -0.41066
14227 | jul | 5.9894 | 2.766 | 3.2234 | -0.80107
14228 | jul | 6.0047 | 2.5898 | 3.4148 | 0.22232
14260 | jul | 6.0046 | 2.6216 | 3.383 | -0.074621
14301 | jul | 5.958 | 2.431 | 3.527 | -0.24882
14303 | jul | 5.9578 | 2.4378 | 3.52 | -0.4959
14304 | jul | 5.97 | 2.4553 | 3.5147 | -0.11287
14305 | jul | 5.9574 | 2.418 | 3.5393 | 0.17744
14410 | jul | 5.9996 | 2.2493 | 3.7504 | 7.5192
14411 | jul | 5.9319 | 2.3596 | 3.5723 | 5.2332
14414 | jul | 5.9326 | 2.6209 | 3.3116 | 6.7009
14415 | jul | 5.7788 | 2.7859 | 2.9929 | 5.1712
14416 | jul | 5.9676 | 2.4098 | 3.5578 | 6.9051
14418 | jul | 5.598 | 2.9599 | 2.6382 | 3.2694
14420 | jul | 5.9978 | 2.2271 | 3.7706 | 7.5734
14422 | jul | 5.9526 | 2.4585 | 3.4941 | 6.2848
14423 | jul | 5.9561 | 2.5546 | 3.4015 | 6.8474
14424 | jul | 5.7668 | 2.7395 | 3.0273 | 4.5772
14425 | jul | 5.8359 | 2.6049 | 3.231 | 5.0066
14427 | jul | 5.6494 | 3.0901 | 2.5593 | 1.4683
14428 | jul | 5.9821 | 2.3759 | 3.6063 | 7.3304
14432 | jul | 5.8365 | 2.675 | 3.1616 | 4.5852
14433 | jul | 5.8607 | 2.7106 | 3.1501 | 2.9637
14435 | jul | 5.7417 | 2.8973 | 2.8444 | 4.5035
14437 | jul | 5.6924 | 3.013 | 2.6793 | 3.9701
14441 | jul | 5.814 | 2.8623 | 2.9518 | 5.4915
14445 | jul | 5.9096 | 2.459 | 3.4507 | 5.6051
14450 | jul | 5.8598 | 2.4992 | 3.3607 | 5.2379
14454 | jul | 5.8695 | 2.727 | 3.1425 | 6.2227
14456 | jul | 5.8317 | 2.7743 | 3.0574 | 4.9095
14462 | jul | 5.7932 | 2.8481 | 2.945 | 5.5661
14464 | jul | 5.9665 | 2.1511 | 3.8154 | 6.962
14466 | jul | 5.7554 | 2.8671 | 2.8882 | 4.2597
14467 | jul | 5.9556 | 2.5004 | 3.4552 | 6.2608
14468 | jul | 5.98 | 2.1835 | 3.7965 | 6.8475
14469 | jul | 5.7815 | 2.7345 | 3.0469 | 4.7911
14470 | jul | 5.9727 | 2.3005 | 3.6722 | 6.7021
14471 | jul | 5.6617 | 2.9176 | 2.7441 | 3.3609
14472 | jul | 5.8966 | 2.5979 | 3.2987 | 5.9605
14475 | jul | 5.8411 | 2.651 | 3.1901 | 5.4328
14476 | jul | 5.9391 | 2.1869 | 3.7523 | 6.406
14477 | jul | 5.9175 | 2.226 | 3.6915 | 5.8042
14478 | jul | 5.6324 | 2.9212 | 2.7112 | 4.2116
14480 | jul | 5.8761 | 2.7036 | 3.1725 | 6.1487
14481 | jul | 5.8843 | 2.7518 | 3.1325 | 5.7356
14482 | jul | 5.9278 | 2.5564 | 3.3714 | 6.1382
14485 | jul | 5.8432 | 2.71 | 3.1333 | 5.5333
14486 | jul | 5.9151 | 2.6355 | 3.2797 | 6.1165
14487 | jul | 5.8195 | 2.7764 | 3.0432 | 5.3139
14489 | jul | 5.8556 | 2.6387 | 3.2169 | 3.3635
14502 | jul | 5.8536 | 2.5111 | 3.3425 | 4.8379
14504 | jul | 5.8423 | 2.6267 | 3.2156 | 4.8677
14505 | jul | 5.8465 | 2.5149 | 3.3316 | 3.6832
14506 | jul | 5.8764 | 2.5792 | 3.2972 | 5.5907
14507 | jul | 5.6824 | 2.8576 | 2.8248 | 4.0346
14510 | jul | 5.8121 | 2.8614 | 2.9507 | 5.0621
14512 | jul | 5.5752 | 3.0131 | 2.5622 | 2.6782
14513 | jul | 5.8467 | 2.6122 | 3.2344 | 3.8841
14514 | jul | 5.9849 | 2.374 | 3.6109 | 7.2494
14516 | jul | 5.8177 | 2.5849 | 3.2328 | 2.0604
14517 | jul | 5.7205 | 3.0045 | 2.716 | 3.7371
14519 | jul | 5.8453 | 2.4119 | 3.4334 | 4.0757
14521 | jul | 5.8199 | 3.0087 | 2.8112 | 4.4585
14522 | jul | 5.8543 | 2.5711 | 3.2831 | 4.4596
14525 | jul | 5.8607 | 2.7315 | 3.1292 | 4.6956
14526 | jul | 5.8765 | 2.4356 | 3.4409 | 5.2548
14527 | jul | 5.7182 | 2.8424 | 2.8758 | 4.9511
14530 | jul | 5.7735 | 2.9076 | 2.8658 | 3.4043
14532 | jul | 5.8538 | 2.7159 | 3.1379 | 4.3084
14533 | jul | 5.9104 | 2.6729 | 3.2375 | 6.2126
14534 | jul | 5.9158 | 2.5137 | 3.4021 | 5.771
14536 | jul | 5.5752 | 3.222 | 2.3532 | 0.15767
14541 | jul | 5.9041 | 2.9142 | 2.99 | 5.2296
14543 | jul | 5.9513 | 2.5304 | 3.4209 | 6.6222
14544 | jul | 5.7687 | 2.7465 | 3.0222 | 5.0316
14545 | jul | 5.7403 | 2.9132 | 2.8272 | 4.8268
14546 | jul | 5.9774 | 2.4534 | 3.524 | 7.1075
14548 | jul | 5.8421 | 2.6198 | 3.2223 | 4.831
14550 | jul | 5.6367 | 3.0949 | 2.5418 | 0.58843
14551 | jul | 5.8262 | 2.5173 | 3.3089 | 2.6051
14555 | jul | 5.8028 | 2.4981 | 3.3047 | 1.9491
14559 | jul | 5.9971 | 2.2615 | 3.7356 | 7.3449
14560 | jul | 5.6497 | 2.9918 | 2.6578 | 3.1257
14561 | jul | 5.7792 | 2.734 | 3.0451 | 4.8931
14564 | jul | 5.8337 | 2.6096 | 3.2241 | 5.2083
14568 | jul | 5.854 | 2.4872 | 3.3668 | 4.3446
14569 | jul | 5.64 | 3.0789 | 2.5611 | -0.19434
14571 | jul | 5.8956 | 2.258 | 3.6376 | 4.9491
14572 | jul | 5.5413 | 3.1299 | 2.4114 | 1.998
14580 | jul | 5.8797 | 2.3733 | 3.5064 | 5.0389
14586 | jul | 5.9697 | 2.4694 | 3.5003 | 6.7536
14589 | jul | 5.8351 | 2.4554 | 3.3798 | 3.1575
14590 | jul | 5.7827 | 2.5746 | 3.2081 | 0.97295
14591 | jul | 5.7697 | 2.8762 | 2.8936 | 2.6484
14604 | jul | 5.9839 | 2.3785 | 3.6055 | 6.2168
14605 | jul | 5.9847 | 2.3674 | 3.6173 | 6.1753
14606 | jul | 5.989 | 2.3222 | 3.6668 | 6.6925
14607 | jul | 5.9806 | 2.3912 | 3.5894 | 6.0947
14608 | jul | 5.9844 | 2.3736 | 3.6108 | 6.3131
14609 | jul | 5.9614 | 2.3747 | 3.5867 | 5.8607
14610 | jul | 5.9526 | 2.4138 | 3.5388 | 5.8586
14611 | jul | 5.9849 | 2.3707 | 3.6142 | 6.4536
14612 | jul | 5.9815 | 2.243 | 3.7384 | 6.2966
14613 | jul | 5.9875 | 2.3341 | 3.6535 | 6.3833
14614 | jul | 5.9844 | 2.3731 | 3.6113 | 6.2619
14615 | jul | 5.99 | 2.3024 | 3.6877 | 6.411
14616 | jul | 5.9921 | 2.2722 | 3.7199 | 6.3858
14617 | jul | 5.9873 | 2.3085 | 3.6788 | 6.0703
14618 | jul | 5.9591 | 2.4411 | 3.5179 | 5.9666
14619 | jul | 5.9841 | 2.38 | 3.6041 | 6.4796
14620 | jul | 5.9815 | 2.4085 | 3.573 | 6.2244
14621 | jul | 5.9862 | 2.3462 | 3.64 | 6.1575
14622 | jul | 5.9649 | 2.3355 | 3.6294 | 5.8181
14623 | jul | 5.9789 | 2.4344 | 3.5445 | 6.5165
14624 | jul | 5.9866 | 2.3568 | 3.6297 | 6.9372
14625 | jul | 5.9227 | 2.4202 | 3.5025 | 5.621
14626 | jul | 5.9934 | 2.2684 | 3.725 | 6.7456
14627 | jul | 5.9825 | 2.395 | 3.5875 | 6.3974
14642 | jul | 5.9818 | 2.4102 | 3.5716 | 6.3427
14701 | jul | 5.5258 | 3.8878 | 1.6381 | -8.0284
14706 | jul | 5.3923 | 3.9018 | 1.4905 | -6.8592
14708 | jul | 5.3228 | 3.7103 | 1.6125 | -3.4741
14709 | jul | 5.4707 | 3.4245 | 2.0461 | -1.1489
14710 | jul | 5.5276 | 3.8385 | 1.6891 | -7.8962
14711 | jul | 5.4879 | 3.4658 | 2.0221 | -1.574
14712 | jul | 5.5118 | 3.7726 | 1.7392 | -7.9595
14714 | jul | 5.4315 | 3.5888 | 1.8426 | -3.6029
14715 | jul | 5.3418 | 3.7353 | 1.6065 | -4.0789
14716 | jul | 5.6305 | 3.3665 | 2.264 | -5.1819
14717 | jul | 5.469 | 3.4903 | 1.9786 | -2.678
14718 | jul | 5.5539 | 3.5446 | 2.0093 | -7.0502
14719 | jul | 5.5074 | 3.6452 | 1.8621 | -7.584
14721 | jul | 5.3875 | 3.8102 | 1.5773 | -4.5645
14723 | jul | 5.5152 | 3.6527 | 1.8624 | -7.8043
14724 | jul | 5.4819 | 3.7674 | 1.7146 | -7.3017
14726 | jul | 5.4799 | 3.7514 | 1.7285 | -8.2297
14727 | jul | 5.4044 | 3.6909 | 1.7135 | -4.6353
14728 | jul | 5.5159 | 3.6454 | 1.8705 | -7.4786
14729 | jul | 5.5185 | 3.564 | 1.9544 | -6.8186
14731 | jul | 5.3924 | 3.7467 | 1.6456 | -7.718
14733 | jul | 5.5012 | 3.8492 | 1.652 | -8.272
14735 | jul | 5.53 | 3.3375 | 2.1925 | -0.79548
14736 | jul | 5.5231 | 3.603 | 1.9201 | -6.3731
14737 | jul | 5.4015 | 3.6548 | 1.7467 | -5.9054
14738 | jul | 5.497 | 3.9783 | 1.5187 | -8.4471
14739 | jul | 5.4111 | 3.6187 | 1.7925 | -3.0377
14740 | jul | 5.4822 | 3.7788 | 1.7035 | -8.3508
14741 | jul | 5.3673 | 3.8385 | 1.5289 | -7.7308
14743 | jul | 5.3843 | 3.7642 | 1.6201 | -5.9348
14744 | jul | 5.4733 | 3.4553 | 2.0181 | -2.8991
14747 | jul | 5.4935 | 3.8603 | 1.6332 | -8.3733
14748 | jul | 5.3721 | 3.9203 | 1.4518 | -8.0164
14750 | jul | 5.5314 | 3.8654 | 1.6661 | -7.941
14753 | jul | 5.3732 | 3.9999 | 1.3733 | -8.077
14754 | jul | 5.357 | 3.7775 | 1.5796 | -4.245
14755 | jul | 5.4101 | 3.8181 | 1.592 | -8.5526
14757 | jul | 5.5191 | 3.6185 | 1.9006 | -7.0792
14760 | jul | 5.4141 | 3.847 | 1.5671 | -5.5284
14767 | jul | 5.4955 | 3.8521 | 1.6435 | -7.8985
14769 | jul | 5.6139 | 3.3564 | 2.2575 | -5.0723
14770 | jul | 5.3981 | 3.8122 | 1.5859 | -4.7469
14772 | jul | 5.4476 | 3.9074 | 1.5402 | -8.6936
14775 | jul | 5.5863 | 3.4565 | 2.1298 | -5.4533
14777 | jul | 5.4454 | 3.5243 | 1.9212 | -3.8581
14779 | jul | 5.3875 | 3.9854 | 1.402 | -8.831
14781 | jul | 5.5009 | 3.6684 | 1.8324 | -7.1543
14782 | jul | 5.4915 | 3.7014 | 1.7901 | -8.1305
14784 | jul | 5.5581 | 3.5455 | 2.0126 | -6.7699
14787 | jul | 5.5682 | 3.4179 | 2.1503 | -5.5167
14801 | jul | 5.4844 | 3.3007 | 2.1837 | 2.9906
14802 | jul | 5.4 | 3.4913 | 1.9087 | -1.8263
14803 | jul | 5.4033 | 3.4857 | 1.9176 | -1.7102
14804 | jul | 5.4385 | 3.4413 | 1.9972 | -1.2774
14805 | jul | 5.5811 | 3.2365 | 2.3447 | 1.5252
14806 | jul | 5.3668 | 3.5339 | 1.8329 | -1.9905
14807 | jul | 5.5479 | 3.2687 | 2.2792 | 1.0955
14808 | jul | 5.5248 | 3.1222 | 2.4027 | 2.0665
14809 | jul | 5.5068 | 3.2505 | 2.2564 | 1.9678
14810 | jul | 5.5118 | 3.2642 | 2.2475 | 2.5399
14812 | jul | 5.5623 | 3.2066 | 2.3557 | 2.7226
14813 | jul | 5.4155 | 3.5279 | 1.8876 | -1.9092
14814 | jul | 5.5668 | 3.24 | 2.3268 | 2.8041
14815 | jul | 5.5639 | 3.16 | 2.404 | 3.2449
14816 | jul | 5.6169 | 3.2289 | 2.388 | 2.341
14817 | jul | 5.5748 | 3.2852 | 2.2897 | -0.411
14818 | jul | 5.6201 | 3.1527 | 2.4674 | 2.6636
14819 | jul | 5.4615 | 3.3598 | 2.1016 | 1.6681
14820 | jul | 5.4764 | 3.3346 | 2.1418 | 2.3187
14821 | jul | 5.5231 | 3.274 | 2.2491 | 3.0275
14822 | jul | 5.547 | 3.282 | 2.265 | 0.57541
14823 | jul | 5.4487 | 3.3858 | 2.0629 | 0.6785
14824 | jul | 5.585 | 3.2475 | 2.3375 | 1.5923
14825 | jul | 5.609 | 3.2354 | 2.3736 | 2.1432
14826 | jul | 5.5086 | 3.2 | 2.3086 | 1.691
14830 | jul | 5.5494 | 3.2464 | 2.303 | 3.0606
14836 | jul | 5.6173 | 3.1643 | 2.453 | 1.7044
14837 | jul | 5.6579 | 3.0086 | 2.6493 | 4.4458
14838 | jul | 5.5944 | 3.2472 | 2.3473 | 1.7464
14839 | jul | 5.3724 | 3.484 | 1.8884 | -0.94624
14840 | jul | 5.5569 | 3.1347 | 2.4222 | 3.2649
14841 | jul | 5.6818 | 3.0801 | 2.6017 | 3.6407
14842 | jul | 5.7465 | 2.9139 | 2.8326 | 5.3469
14843 | jul | 5.4698 | 3.3669 | 2.1029 | 0.18919
14845 | jul | 5.5931 | 3.2303 | 2.3628 | 2.4418
14846 | jul | 5.6062 | 3.1789 | 2.4273 | 1.1527
14847 | jul | 5.7098 | 3.1326 | 2.5772 | 2.9495
14850 | jul | 5.6182 | 3.2581 | 2.3601 | 1.0177
14853 | jul | 5.6186 | 3.2641 | 2.3545 | 0.86084
14855 | jul | 5.4142 | 3.4077 | 2.0064 | 0.77216
14858 | jul | 5.5044 | 3.2641 | 2.2403 | 3.333
14859 | jul | 5.6067 | 3.2444 | 2.3624 | 1.6462
14860 | jul | 5.7301 | 3.0403 | 2.6897 | 4.0786
14861 | jul | 5.622 | 3.2301 | 2.3919 | 2.4265
14864 | jul | 5.5887 | 3.2158 | 2.3729 | 2.3476
14865 | jul | 5.5968 | 3.1918 | 2.405 | 2.4399
14867 | jul | 5.5888 | 3.2541 | 2.3348 | 1.2611
14869 | jul | 5.5774 | 3.2216 | 2.3558 | 1.6646
14870 | jul | 5.5279 | 3.2592 | 2.2687 | 3.0571
14871 | jul | 5.548 | 3.2562 | 2.2919 | 2.7256
14872 | jul | 5.5812 | 3.231 | 2.3503 | 2.3412
14873 | jul | 5.5336 | 3.1099 | 2.4237 | 2.5329
14874 | jul | 5.5791 | 3.0261 | 2.553 | 3.4072
14877 | jul | 5.3233 | 3.536 | 1.7873 | -1.6451
14878 | jul | 5.6596 | 3.0649 | 2.5947 | 4.2102
14879 | jul | 5.5372 | 3.2303 | 2.3069 | 3.1043
14880 | jul | 5.3751 | 3.5869 | 1.7882 | -2.4685
14881 | jul | 5.5726 | 3.2886 | 2.284 | -0.51725
14882 | jul | 5.7158 | 3.2216 | 2.4942 | 2.2522
14883 | jul | 5.577 | 3.2651 | 2.3119 | 0.90284
14884 | jul | 5.5662 | 3.2424 | 2.3238 | 0.79683
14885 | jul | 5.3499 | 3.4625 | 1.8874 | -0.18731
14886 | jul | 5.6476 | 3.198 | 2.4496 | 2.1455
14889 | jul | 5.5598 | 3.2723 | 2.2874 | 0.92358
14891 | jul | 5.6147 | 3.135 | 2.4797 | 3.457
14892 | jul | 5.6137 | 3.2299 | 2.3838 | 2.0137
14894 | jul | 5.5718 | 3.2481 | 2.3236 | 2.4547
14895 | jul | 5.355 | 3.6169 | 1.7381 | -2.5127
14897 | jul | 5.3098 | 3.5949 | 1.7149 | -2.408
14898 | jul | 5.4174 | 3.3678 | 2.0495 | 1.7974
14901 | jul | 5.6151 | 3.229 | 2.3861 | 2.645
14903 | jul | 5.5941 | 3.2342 | 2.3599 | 2.8307
14904 | jul | 5.617 | 3.2286 | 2.3885 | 2.8962
14905 | jul | 5.6116 | 3.2304 | 2.3812 | 2.9717
15001 | jun | 5.7398 | 3.4868 | 2.2529 | 4.8617
15003 | jun | 5.758 | 3.4896 | 2.2684 | 4.9855
15005 | jun | 5.7187 | 3.5398 | 2.1789 | 4.3622
15007 | jun | 5.6853 | 3.6887 | 1.9966 | 2.1952
15009 | jun | 5.6845 | 3.5467 | 2.1378 | 4.0543
15010 | jun | 5.661 | 3.5854 | 2.0756 | 3.6719
15012 | jun | 5.5872 | 3.685 | 1.9022 | 0.57983
15014 | jun | 5.6443 | 3.7641 | 1.8801 | 1.0629
15015 | jun | 5.6692 | 3.5814 | 2.0878 | 3.6412
15017 | jun | 5.7108 | 3.518 | 2.1928 | 3.549
15018 | jun | 5.6298 | 3.6734 | 1.9564 | 1.0684
15019 | jun | 5.7256 | 3.5037 | 2.2219 | 4.0332
15021 | jun | 5.6963 | 3.5571 | 2.1393 | 3.3976
15022 | jun | 5.6073 | 3.6371 | 1.9702 | 1.2196
15024 | jun | 5.6764 | 3.6907 | 1.9857 | 1.9106
15025 | jun | 5.6479 | 3.6049 | 2.043 | 2.298
15026 | jun | 5.7208 | 3.4951 | 2.2257 | 4.4533
15027 | jun | 5.7417 | 3.5231 | 2.2186 | 4.7109
15030 | jun | 5.6585 | 3.7273 | 1.9312 | 1.4821
15031 | jun | 5.7203 | 3.5071 | 2.2132 | 3.7324
15033 | jun | 5.6063 | 3.6511 | 1.9552 | 1.1956
15034 | jun | 5.6634 | 3.6146 | 2.0488 | 2.3257
15035 | jun | 5.6446 | 3.6692 | 1.9754 | 1.5706
15037 | jun | 5.6267 | 3.6455 | 1.9812 | 1.5098
15042 | jun | 5.7155 | 3.5575 | 2.158 | 4.2656
15043 | jun | 5.6907 | 3.5245 | 2.1662 | 3.9911
15044 | jun | 5.6812 | 3.6702 | 2.011 | 2.4117
15045 | jun | 5.6526 | 3.6208 | 2.0318 | 2.1498
15049 | jun | 5.6632 | 3.7074 | 1.9558 | 1.6472
15050 | jun | 5.6861 | 3.5132 | 2.1729 | 4.2021
15051 | jun | 5.6825 | 3.6763 | 2.0063 | 2.0631
15052 | jun | 5.6744 | 3.5324 | 2.1421 | 3.9972
15055 | jun | 5.6927 | 3.5388 | 2.1539 | 3.0859
15056 | jun | 5.7687 | 3.4709 | 2.2978 | 5.1187
15057 | jun | 5.7207 | 3.5079 | 2.2128 | 3.7298
15059 | jun | 5.6743 | 3.528 | 2.1463 | 3.8872
15060 | jun | 5.7218 | 3.5084 | 2.2134 | 3.7782
15061 | jun | 5.7185 | 3.5216 | 2.1969 | 4.5252
15062 | jun | 5.6024 | 3.6504 | 1.952 | 1.1184
15063 | jun | 5.6193 | 3.6219 | 1.9974 | 1.6879
15064 | jun | 5.7206 | 3.5071 | 2.2135 | 3.7593
15065 | jun | 5.6373 | 3.7928 | 1.8445 | 0.7273
15066 | jun | 5.6836 | 3.5972 | 2.0864 | 3.8454
15067 | jun | 5.627 | 3.6099 | 2.0171 | 1.8922
15068 | jun | 5.6446 | 3.7605 | 1.8841 | 0.84651
15071 | jun | 5.752 | 3.474 | 2.278 | 4.4184
15074 | jun | 5.6995 | 3.5818 | 2.1177 | 4.0097
15076 | jun | 5.671 | 3.7152 | 1.9558 | 1.7107
15077 | jun | 5.6773 | 3.5208 | 2.1564 | 4.197
15078 | jun | 5.6924 | 3.5482 | 2.1442 | 3.3595
15083 | jun | 5.6253 | 3.6756 | 1.9497 | 0.93216
15084 | jun | 5.6556 | 3.7474 | 1.9082 | 1.342
15085 | jun | 5.6221 | 3.7235 | 1.8986 | 0.66533
15086 | jun | 5.6732 | 3.5962 | 2.077 | 3.5599
15089 | jun | 5.6025 | 3.7095 | 1.893 | 0.29426
15090 | jun | 5.675 | 3.5805 | 2.0945 | 3.6118
15101 | jun | 5.6881 | 3.627 | 2.0611 | 2.7613
15102 | jun | 5.6882 | 3.5516 | 2.1366 | 3.0486
15104 | jun | 5.6708 | 3.6313 | 2.0395 | 2.2243
15106 | jun | 5.7367 | 3.4882 | 2.2486 | 4.2541
15108 | jun | 5.7594 | 3.4724 | 2.2871 | 4.8154
15110 | jun | 5.6573 | 3.6409 | 2.0164 | 1.9697
15112 | jun | 5.6591 | 3.649 | 2.0101 | 1.9498
15116 | jun | 5.6947 | 3.6142 | 2.0804 | 2.8285
15120 | jun | 5.6869 | 3.6001 | 2.0868 | 2.6868
15122 | jun | 5.6692 | 3.6071 | 2.0621 | 2.461
15126 | jun | 5.7549 | 3.4739 | 2.281 | 4.6035
15129 | jun | 5.6652 | 3.5772 | 2.088 | 2.62
15131 | jun | 5.637 | 3.6716 | 1.9654 | 1.3306
15132 | jun | 5.6476 | 3.6459 | 2.0016 | 1.7757
15133 | jun | 5.6477 | 3.6355 | 2.0122 | 1.9017
15135 | jun | 5.6345 | 3.6651 | 1.9695 | 1.3209
15136 | jun | 5.7229 | 3.4984 | 2.2244 | 4.2877
15137 | jun | 5.6443 | 3.6676 | 1.9768 | 1.5595
15139 | jun | 5.6699 | 3.6801 | 1.9899 | 1.8941
15140 | jun | 5.6327 | 3.6913 | 1.9414 | 1.2995
15142 | jun | 5.7288 | 3.4974 | 2.2314 | 4.0234
15143 | jun | 5.7182 | 3.5081 | 2.2101 | 4.5149
15144 | jun | 5.6559 | 3.7165 | 1.9394 | 1.5073
15145 | jun | 5.656 | 3.6583 | 1.9977 | 1.8421
15146 | jun | 5.6308 | 3.7063 | 1.9245 | 1.1401
15147 | jun | 5.6654 | 3.6771 | 1.9883 | 1.8581
15148 | jun | 5.6382 | 3.681 | 1.9571 | 1.401
15201 | jun | 5.7014 | 3.59 | 2.1114 | 3.0255
15202 | jun | 5.6994 | 3.522 | 2.1774 | 4.0543
15203 | jun | 5.7103 | 3.5592 | 2.1511 | 3.3468
15204 | jun | 5.7159 | 3.5132 | 2.2028 | 4.0536
15205 | jun | 5.7322 | 3.4923 | 2.24 | 4.2956
15206 | jun | 5.6963 | 3.6153 | 2.081 | 2.6683
15207 | jun | 5.6949 | 3.5817 | 2.1132 | 2.9523
15208 | jun | 5.6927 | 3.616 | 2.0767 | 2.6064
15209 | jun | 5.6988 | 3.5849 | 2.1139 | 3.1511
15210 | jun | 5.7108 | 3.5504 | 2.1604 | 3.4183
15211 | jun | 5.717 | 3.5346 | 2.1824 | 3.7005
15212 | jun | 5.706 | 3.5515 | 2.1545 | 3.5534
15213 | jun | 5.7049 | 3.5775 | 2.1274 | 3.1343
15214 | jun | 5.7028 | 3.5533 | 2.1495 | 3.5648
15215 | jun | 5.6952 | 3.6261 | 2.0691 | 2.5848
15216 | jun | 5.7198 | 3.5224 | 2.1974 | 3.7841
15217 | jun | 5.6995 | 3.595 | 2.1045 | 2.8627
15218 | jun | 5.6874 | 3.6135 | 2.0739 | 2.5649
15219 | jun | 5.7089 | 3.5608 | 2.1481 | 3.3651
15220 | jun | 5.7236 | 3.5126 | 2.211 | 3.97
15221 | jun | 5.6766 | 3.634 | 2.0427 | 2.2821
15222 | jun | 5.7087 | 3.5574 | 2.1512 | 3.4279
15223 | jun | 5.6979 | 3.6016 | 2.0964 | 2.9334
15224 | jun | 5.7016 | 3.5917 | 2.1099 | 2.9802
15225 | jun | 5.7113 | 3.5059 | 2.2053 | 4.2879
15226 | jun | 5.7128 | 3.5366 | 2.1762 | 3.5647
15227 | jun | 5.6946 | 3.5663 | 2.1283 | 3.0879
15228 | jun | 5.7098 | 3.5289 | 2.1809 | 3.5603
15229 | jun | 5.6935 | 3.5478 | 2.1457 | 3.7101
15232 | jun | 5.701 | 3.5956 | 2.1054 | 2.9037
15233 | jun | 5.7117 | 3.5325 | 2.1792 | 3.7865
15234 | jun | 5.7028 | 3.5434 | 2.1594 | 3.3616
15235 | jun | 5.6593 | 3.6709 | 1.9884 | 1.8129
15236 | jun | 5.6819 | 3.5716 | 2.1102 | 2.895
15237 | jun | 5.6842 | 3.553 | 2.1312 | 3.71
15238 | jun | 5.6863 | 3.6556 | 2.0307 | 2.2459
15239 | jun | 5.6349 | 3.7302 | 1.9047 | 1.0127
15241 | jun | 5.703 | 3.5291 | 2.1739 | 3.375
15243 | jun | 5.7177 | 3.5124 | 2.2053 | 3.7946
15260 | jun | 5.7037 | 3.5825 | 2.1212 | 3.0492
15275 | jun | 5.7533 | 3.4735 | 2.2798 | 4.5887
15282 | jun | 5.7096 | 3.5583 | 2.1514 | 3.3929
15301 | jun | 5.6126 | 3.6142 | 1.9984 | 1.5703
15310 | jun | 5.3736 | 3.8311 | 1.5425 | -3.3014
15311 | jun | 5.5492 | 3.6484 | 1.9008 | 0.56294
15312 | jun | 5.6625 | 3.6255 | 2.0371 | 2.2696
15313 | jun | 5.5808 | 3.637 | 1.9438 | 0.85431
15314 | jun | 5.6172 | 3.6149 | 2.0023 | 1.48
15317 | jun | 5.6782 | 3.5524 | 2.1258 | 2.7751
15320 | jun | 5.4813 | 3.6592 | 1.8221 | 0.008374
15321 | jun | 5.7057 | 3.5214 | 2.1843 | 3.4042
15322 | jun | 5.5297 | 3.6451 | 1.8846 | 0.4583
15323 | jun | 5.5757 | 3.6892 | 1.8865 | 0.62987
15324 | jun | 5.6006 | 3.6207 | 1.9799 | 1.1756
15327 | jun | 5.4245 | 3.6582 | 1.7663 | -0.24765
15329 | jun | 5.5252 | 3.6747 | 1.8505 | 0.14572
15330 | jun | 5.6366 | 3.5919 | 2.0447 | 1.878
15331 | jun | 5.6037 | 3.6261 | 1.9776 | 1.1724
15332 | jun | 5.6441 | 3.5932 | 2.0509 | 2.1958
15333 | jun | 5.5666 | 3.6412 | 1.9255 | 0.7272
15337 | jun | 5.4559 | 3.7393 | 1.7166 | -1.1793
15338 | jun | 5.4631 | 3.6533 | 1.8098 | 0.031221
15340 | jun | 5.6733 | 3.5676 | 2.1058 | 2.7625
15341 | jun | 5.3846 | 3.7783 | 1.6063 | -2.4148
15342 | jun | 5.663 | 3.5636 | 2.0994 | 2.5309
15344 | jun | 5.4894 | 3.6549 | 1.8345 | 0.10765
15345 | jun | 5.5482 | 3.6395 | 1.9087 | 0.62185
15346 | jun | 5.4998 | 3.6487 | 1.8511 | 0.24056
15349 | jun | 5.4015 | 3.687 | 1.7144 | -1.0105
15352 | jun | 5.3363 | 3.8349 | 1.5014 | -3.7078
15353 | jun | 5.5081 | 3.6899 | 1.8182 | -0.16413
15357 | jun | 5.5245 | 3.6551 | 1.8694 | 0.32628
15359 | jun | 5.4269 | 3.7275 | 1.6994 | -1.3562
15360 | jun | 5.5914 | 3.6253 | 1.9661 | 1.0655
15362 | jun | 5.3618 | 3.7645 | 1.5973 | -2.577
15363 | jun | 5.6654 | 3.5633 | 2.1021 | 2.5424
15364 | jun | 5.4586 | 3.7129 | 1.7457 | -0.87216
15367 | jun | 5.6707 | 3.5667 | 2.104 | 2.5843
15370 | jun | 5.4393 | 3.6944 | 1.7449 | -0.85282
15376 | jun | 5.5823 | 3.7167 | 1.8656 | 0.53134
15377 | jun | 5.485 | 3.7534 | 1.7316 | -0.98489
15380 | jun | 5.4142 | 3.7999 | 1.6143 | -2.3405
15401 | jun | 5.442 | 3.7868 | 1.6552 | -1.8308
15410 | jun | 5.5275 | 3.6686 | 1.8589 | 0.19991
15411 | jun | 5.1194 | 3.9408 | 1.1786 | -6.9394
15412 | jun | 5.5771 | 3.6778 | 1.8993 | 0.48859
15413 | jun | 5.5471 | 3.685 | 1.8621 | 0.13811
15417 | jun | 5.566 | 3.6602 | 1.9058 | 0.53271
15419 | jun | 5.5819 | 3.6634 | 1.9185 | 0.61724
15423 | jun | 5.5972 | 3.6486 | 1.9485 | 0.8925
15424 | jun | 5.1574 | 3.936 | 1.2214 | -6.7265
15425 | jun | 5.415 | 3.8464 | 1.5686 | -3.0984
15427 | jun | 5.5915 | 3.6414 | 1.9501 | 0.88602
15428 | jun | 5.5165 | 3.7654 | 1.7512 | -0.99119
15431 | jun | 5.3391 | 3.8704 | 1.4687 | -3.942
15432 | jun | 5.5848 | 3.6719 | 1.9129 | 0.65621
15433 | jun | 5.5454 | 3.6548 | 1.8906 | 0.46014
15434 | jun | 5.5865 | 3.6662 | 1.9203 | 0.64269
15436 | jun | 5.2904 | 3.8655 | 1.4249 | -3.7291
15437 | jun | 5.184 | 3.9366 | 1.2474 | -5.5627
15438 | jun | 5.5675 | 3.6856 | 1.8819 | 0.33682
15440 | jun | 5.1289 | 3.9699 | 1.159 | -6.1852
15442 | jun | 5.545 | 3.7014 | 1.8436 | -0.02328
15444 | jun | 5.5695 | 3.659 | 1.9105 | 0.56962
15445 | jun | 5.3152 | 3.8711 | 1.444 | -3.9085
15446 | jun | 5.3042 | 3.9355 | 1.3687 | -5.4455
15450 | jun | 5.551 | 3.649 | 1.9021 | 0.55339
15451 | jun | 5.2965 | 3.7977 | 1.4988 | -2.6782
15456 | jun | 5.367 | 3.8503 | 1.5167 | -3.3947
15458 | jun | 5.4943 | 3.7034 | 1.7909 | -0.42185
15459 | jun | 5.1473 | 3.9452 | 1.2021 | -6.3632
15461 | jun | 5.4759 | 3.6738 | 1.8021 | -0.11461
15462 | jun | 5.2934 | 3.9479 | 1.3455 | -5.7738
15463 | jun | 5.5367 | 3.6922 | 1.8445 | -0.02317
15464 | jun | 5.2478 | 3.9275 | 1.3203 | -5.7944
15468 | jun | 5.5235 | 3.708 | 1.8155 | -0.30679
15469 | jun | 5.2943 | 3.9243 | 1.3701 | -5.3926
15470 | jun | 5.2141 | 3.9317 | 1.2824 | -5.7896
15473 | jun | 5.5371 | 3.726 | 1.8111 | -0.24321
15474 | jun | 5.4197 | 3.6698 | 1.7499 | -0.30489
15475 | jun | 5.5468 | 3.668 | 1.8788 | 0.32078
15477 | jun | 5.5805 | 3.6733 | 1.9073 | 0.53107
15478 | jun | 5.3348 | 3.7903 | 1.5445 | -2.4201
15479 | jun | 5.5588 | 3.7367 | 1.8221 | -0.30276
15480 | jun | 5.5163 | 3.7424 | 1.7738 | -0.70407
15482 | jun | 5.5213 | 3.7413 | 1.78 | -0.49242
15483 | jun | 5.5725 | 3.6824 | 1.8901 | 0.39852
15486 | jun | 5.496 | 3.7695 | 1.7265 | -1.1765
15488 | jun | 5.5027 | 3.7624 | 1.7403 | -1.0452
15490 | jun | 5.3846 | 3.8841 | 1.5005 | -3.9723
15501 | jun | 5.2432 | 3.9503 | 1.2929 | -6.8815
15521 | jun | 5.4108 | 3.6681 | 1.7427 | -2.3273
15522 | jun | 5.5422 | 3.3721 | 2.17 | 1.5968
15530 | jun | 5.2105 | 3.8197 | 1.3908 | -5.839
15531 | jun | 5.3601 | 3.973 | 1.3871 | -6.4048
15533 | jun | 5.5763 | 3.2862 | 2.2902 | 3.4684
15534 | jun | 5.399 | 3.531 | 1.868 | -1.3424
15535 | jun | 5.5975 | 3.2497 | 2.3478 | 3.2599
15536 | jul | 5.7158 | 3.3875 | 2.3282 | 3.7173
15537 | jun | 5.5682 | 3.306 | 2.2621 | 2.9775
15538 | jun | 5.2749 | 3.6726 | 1.6023 | -3.771
15539 | jun | 5.5172 | 3.5083 | 2.0089 | 0.26644
15540 | jun | 5.1019 | 3.9347 | 1.1672 | -7.472
15541 | jun | 5.2843 | 3.8974 | 1.3869 | -6.283
15542 | jun | 5.141 | 3.888 | 1.253 | -6.9216
15545 | jun | 5.4395 | 3.4534 | 1.9861 | -0.33189
15546 | jun | 5.3329 | 3.9531 | 1.3797 | -6.469
15550 | jun | 5.4439 | 3.5217 | 1.9222 | -0.77118
15551 | jun | 5.1643 | 3.9258 | 1.2385 | -6.738
15552 | jun | 5.1635 | 3.8012 | 1.3623 | -5.9113
15554 | jun | 5.4525 | 3.5781 | 1.8744 | -1.0042
15557 | jun | 5.1796 | 3.9243 | 1.2553 | -6.7531
15558 | jun | 5.0971 | 3.8793 | 1.2177 | -7.1427
15559 | jun | 5.3883 | 3.6175 | 1.7708 | -2.0426
15562 | jun | 5.0863 | 3.8919 | 1.1944 | -7.3641
15563 | jun | 5.324 | 3.8941 | 1.43 | -6.0292
15601 | jun | 5.5803 | 3.8087 | 1.7717 | -1.1301
15610 | jun | 5.4 | 3.8972 | 1.5029 | -4.0758
15611 | jun | 5.5991 | 3.7533 | 1.8458 | -0.1777
15612 | jun | 5.5328 | 3.7842 | 1.7486 | -1.2131
15613 | jun | 5.6418 | 3.8319 | 1.8099 | -0.56027
15615 | jun | 5.6214 | 3.7169 | 1.9046 | 0.68411
15617 | jun | 5.5947 | 3.7436 | 1.8511 | -0.12975
15618 | jun | 5.6484 | 3.8614 | 1.787 | -1.1437
15620 | jun | 5.5752 | 3.8728 | 1.7024 | -2.529
15622 | jun | 5.2494 | 3.9602 | 1.2892 | -6.4525
15623 | jun | 5.6143 | 3.778 | 1.8363 | -0.36838
15625 | jun | 5.6035 | 3.7289 | 1.8745 | 0.074554
15626 | jun | 5.6295 | 3.8104 | 1.8191 | -0.78808
15627 | jun | 5.5926 | 3.8895 | 1.703 | -2.769
15628 | jun | 5.3234 | 3.9439 | 1.3796 | -5.4869
15631 | jun | 5.5208 | 3.7927 | 1.7281 | -1.4936
15632 | jun | 5.6316 | 3.7977 | 1.8339 | -0.44649
15634 | jun | 5.5939 | 3.7828 | 1.8111 | -0.60844
15636 | jun | 5.616 | 3.7595 | 1.8565 | -0.046183
15637 | jun | 5.6164 | 3.714 | 1.9024 | 0.33181
15639 | jun | 5.5502 | 3.7781 | 1.7721 | -0.90665
15641 | jun | 5.6412 | 3.8454 | 1.7958 | -0.32107
15642 | jun | 5.6206 | 3.7164 | 1.9043 | 0.51423
15644 | jun | 5.6063 | 3.7798 | 1.8265 | -0.47207
15646 | jun | 5.3017 | 3.9573 | 1.3444 | -5.9086
15647 | jun | 5.6206 | 3.7194 | 1.9011 | 0.55858
15650 | jun | 5.5434 | 3.8606 | 1.6828 | -2.4558
15655 | jun | 5.3778 | 3.9681 | 1.4097 | -6.0608
15656 | jun | 5.6406 | 3.8367 | 1.8039 | -0.061947
15658 | jun | 5.4906 | 3.9325 | 1.5581 | -4.5611
15661 | jun | 5.5717 | 3.8661 | 1.7056 | -2.374
15663 | jun | 5.5949 | 3.734 | 1.8609 | -0.052322
15665 | jun | 5.6103 | 3.7514 | 1.8589 | -0.012218
15666 | jun | 5.4916 | 3.8343 | 1.6573 | -2.3102
15668 | jun | 5.6312 | 3.7671 | 1.8642 | 0.22255
15670 | jun | 5.6098 | 3.842 | 1.7677 | -1.4204
15672 | jun | 5.5754 | 3.7567 | 1.8188 | -0.42545
15675 | jun | 5.6047 | 3.7659 | 1.8388 | -0.28004
15677 | jun | 5.411 | 3.9542 | 1.4568 | -5.5436
15678 | jun | 5.6173 | 3.7175 | 1.8999 | 0.37561
15679 | jun | 5.5589 | 3.7575 | 1.8015 | -0.6093
15681 | jun | 5.6376 | 3.859 | 1.7786 | -1.3074
15683 | jun | 5.5238 | 3.7858 | 1.738 | -1.3255
15684 | jun | 5.6317 | 3.8329 | 1.7988 | -0.97063
15686 | jun | 5.6533 | 3.8859 | 1.7675 | -1.2398
15687 | jun | 5.3426 | 3.9612 | 1.3814 | -5.8968
15688 | jun | 5.5373 | 3.7859 | 1.7514 | -1.1598
15690 | jun | 5.6434 | 3.8581 | 1.7854 | -0.58966
15692 | jun | 5.6119 | 3.7415 | 1.8704 | 0.13053
15697 | jun | 5.556 | 3.7786 | 1.7774 | -0.78704
15698 | jun | 5.5852 | 3.7358 | 1.8494 | -0.15077
15701 | jun | 5.5873 | 3.9342 | 1.6531 | -2.8996
15705 | jun | 5.5868 | 3.9341 | 1.6527 | -2.9314
15711 | jul | 5.583 | 3.9509 | 1.6321 | -3.1876
15713 | jun | 5.6082 | 3.9099 | 1.6984 | -2.2993
15714 | jun | 5.4801 | 3.9274 | 1.5527 | -3.9461
15716 | jun | 5.6078 | 3.9235 | 1.6843 | -3.0777
15717 | jun | 5.6127 | 3.907 | 1.7057 | -2.7419
15720 | jun | 5.5732 | 3.9535 | 1.6197 | -3.8802
15721 | jun | 5.4925 | 3.905 | 1.5875 | -2.8216
15722 | jun | 5.3923 | 3.8968 | 1.4954 | -3.9633
15724 | jun | 5.5001 | 3.9093 | 1.5909 | -3.1427
15725 | jun | 5.6285 | 3.8822 | 1.7464 | -1.8215
15728 | jun | 5.533 | 3.9465 | 1.5865 | -3.7236
15729 | jun | 5.5107 | 3.9424 | 1.5683 | -3.6979
15730 | jul | 5.5854 | 4.0405 | 1.5449 | -3.303
15732 | jun | 5.6004 | 3.9345 | 1.6659 | -2.2896
15739 | jun | 5.5566 | 3.9394 | 1.6172 | -3.1307
15742 | jun | 5.4905 | 3.928 | 1.5625 | -3.1184
15744 | jul | 5.6345 | 4.1062 | 1.5282 | -3.0902
15747 | jun | 5.5815 | 3.9435 | 1.638 | -2.5308
15748 | jun | 5.5712 | 3.9435 | 1.6277 | -3.6887
15753 | jul | 5.6126 | 3.9801 | 1.6325 | -2.0214
15757 | jul | 5.598 | 3.9716 | 1.6264 | -2.6091
15758 | jul | 5.6353 | 4.1055 | 1.5299 | -3.0593
15759 | jun | 5.5478 | 3.942 | 1.6059 | -2.9445
15760 | jun | 5.4598 | 3.9191 | 1.5407 | -3.8491
15762 | jun | 5.4552 | 3.9348 | 1.5204 | -4.3184
15763 | jun | 5.5048 | 3.9864 | 1.5184 | -3.0242
15764 | jul | 5.5933 | 4.0224 | 1.5708 | -3.2191
15765 | jun | 5.5459 | 3.9534 | 1.5925 | -4.0415
15767 | jul | 5.6022 | 4.0272 | 1.575 | -3.0897
15770 | jul | 5.6143 | 4.0989 | 1.5155 | -3.2047
15771 | jun | 5.5138 | 3.9473 | 1.5666 | -3.1531
15772 | jun | 5.4974 | 3.9408 | 1.5566 | -3.1714
15773 | jun | 5.4131 | 3.8991 | 1.5141 | -3.7826
15774 | jun | 5.628 | 3.9149 | 1.7132 | -1.8229
15775 | jun | 5.4321 | 3.9188 | 1.5133 | -4.0552
15776 | jul | 5.6015 | 4.0684 | 1.5331 | -3.2462
15777 | jun | 5.5307 | 3.9456 | 1.5851 | -3.607
15778 | jul | 5.6239 | 4.1394 | 1.4845 | -3.1319
15780 | jul | 5.6257 | 4.0832 | 1.5425 | -3.0982
15784 | jul | 5.5971 | 4.0609 | 1.5362 | -3.2866
15801 | jul | 5.5213 | 3.9138 | 1.6074 | -3.1403
15821 | jul | 5.493 | 3.9102 | 1.5827 | -2.4318
15823 | jul | 5.4784 | 3.992 | 1.4863 | -3.9911
15824 | jul | 5.4953 | 3.939 | 1.5563 | -4.2092
15825 | jul | 5.5549 | 3.98 | 1.5749 | -3.8907
15827 | jul | 5.4827 | 3.9905 | 1.4922 | -3.3547
15828 | jul | 5.5812 | 4.1157 | 1.4655 | -4.8728
15829 | jul | 5.6264 | 4.1077 | 1.5186 | -3.8825
15832 | jul | 5.5157 | 3.8032 | 1.7125 | -1.2091
15834 | jul | 5.4672 | 3.9035 | 1.5637 | -2.6809
15840 | jul | 5.5157 | 3.8998 | 1.6159 | -3.595
15845 | jul | 5.4182 | 4.1793 | 1.2389 | -5.9492
15846 | jul | 5.4679 | 4.051 | 1.4169 | -4.217
15848 | jul | 5.5572 | 3.9095 | 1.6476 | -2.7553
15849 | jul | 5.496 | 3.9499 | 1.5462 | -3.164
15851 | jul | 5.5579 | 3.8932 | 1.6647 | -3.2935
15853 | jul | 5.4711 | 4.1215 | 1.3496 | -5.0821
15856 | jul | 5.5051 | 3.9212 | 1.5839 | -3.1383
15857 | jul | 5.4287 | 4.0934 | 1.3353 | -4.8832
15860 | jul | 5.5353 | 4.0873 | 1.448 | -4.9146
15861 | jul | 5.4994 | 3.7328 | 1.7666 | -0.67508
15864 | jul | 5.6335 | 4.1104 | 1.5231 | -3.4952
15865 | jul | 5.5643 | 3.8922 | 1.6721 | -2.8992
15868 | jul | 5.4793 | 3.9881 | 1.4912 | -3.3271
15870 | jul | 5.3908 | 4.1614 | 1.2294 | -6.2019
15901 | jun | 5.4642 | 3.9455 | 1.5186 | -5.236
15902 | jun | 5.4422 | 3.9304 | 1.5118 | -5.2033
15904 | jun | 5.4135 | 3.9152 | 1.4983 | -5.2283
15905 | jun | 5.459 | 3.955 | 1.5041 | -5.4626
15906 | jun | 5.4679 | 3.9619 | 1.506 | -5.279
15909 | jun | 5.4374 | 3.948 | 1.4894 | -5.172
15920 | jun | 5.5626 | 3.9617 | 1.6009 | -4.3988
15923 | jun | 5.5593 | 3.9387 | 1.6207 | -4.0934
15924 | jun | 5.2776 | 3.8083 | 1.4694 | -5.0375
15926 | jun | 5.2827 | 3.8045 | 1.4782 | -5.1247
15927 | jun | 5.4089 | 3.9231 | 1.4858 | -4.5621
15928 | jun | 5.4653 | 3.9212 | 1.544 | -5.1884
15931 | jun | 5.4016 | 3.9036 | 1.4981 | -4.3869
15935 | jun | 5.4144 | 3.9356 | 1.4789 | -5.7304
15936 | jun | 5.3766 | 3.8947 | 1.4819 | -5.5898
15938 | jun | 5.3483 | 3.8184 | 1.5299 | -3.8331
15940 | jun | 5.3741 | 3.8338 | 1.5403 | -3.4202
15942 | jun | 5.4069 | 3.9151 | 1.4918 | -4.9146
15943 | jun | 5.4289 | 3.9317 | 1.4972 | -4.8191
15944 | jun | 5.517 | 3.9708 | 1.5462 | -5.0277
15945 | jun | 5.4335 | 3.937 | 1.4965 | -5.2055
15946 | jun | 5.3611 | 3.8237 | 1.5374 | -4.0113
15949 | jun | 5.5968 | 3.9464 | 1.6503 | -3.9626
15951 | jun | 5.3615 | 3.8937 | 1.4678 | -5.1382
15952 | jun | 5.3438 | 3.8874 | 1.4565 | -5.28
15953 | jun | 5.4197 | 3.9041 | 1.5156 | -5.3237
15954 | jun | 5.5195 | 3.9675 | 1.552 | -4.9207
15955 | jun | 5.3514 | 3.8341 | 1.5173 | -4.468
15956 | jun | 5.3764 | 3.899 | 1.4774 | -5.0751
15957 | jun | 5.4983 | 3.9575 | 1.5408 | -4.7159
15958 | jun | 5.3739 | 3.8736 | 1.5004 | -4.5956
15960 | jun | 5.4854 | 3.9622 | 1.5231 | -4.9345
15961 | jun | 5.4861 | 3.9642 | 1.5218 | -4.9759
15963 | jun | 5.3334 | 3.8509 | 1.4825 | -5.0922
16001 | jun | 5.5775 | 3.8934 | 1.6841 | 0.33222
16002 | jun | 5.6226 | 3.851 | 1.7716 | 0.5641
16020 | jun | 5.5289 | 4.0909 | 1.4381 | -1.7529
16022 | jun | 5.5523 | 4.0921 | 1.4602 | -2.1047
16023 | jun | 5.6101 | 3.8803 | 1.7299 | -0.026046
16025 | jun | 5.5793 | 3.9902 | 1.5891 | -1.05
16028 | jun | 5.5931 | 4.0338 | 1.5593 | -1.641
16030 | jun | 5.5198 | 4.1393 | 1.3806 | -2.4155
16033 | jun | 5.6442 | 3.7299 | 1.9144 | 2.1973
16034 | jun | 5.5951 | 3.9422 | 1.6528 | -0.64769
16036 | jun | 5.5187 | 4.174 | 1.3447 | -3.0002
16037 | jun | 5.6079 | 3.7467 | 1.8613 | 2.1184
16038 | jul | 5.6517 | 4.1998 | 1.4519 | -1.8764
16040 | jun | 5.5378 | 4.0901 | 1.4477 | -1.8502
16041 | jun | 5.57 | 4.0513 | 1.5187 | -1.7003
16045 | jun | 5.6055 | 3.8566 | 1.7489 | 0.67672
16046 | jun | 5.6737 | 3.6656 | 2.0082 | 2.77
16049 | jun | 5.5454 | 4.1262 | 1.4192 | -2.4726
16050 | jun | 5.5521 | 4.0734 | 1.4787 | -1.849
16051 | jul | 5.6674 | 3.8969 | 1.7705 | 1.3393
16052 | jun | 5.577 | 3.8287 | 1.7483 | 1.134
16053 | jun | 5.6324 | 3.7848 | 1.8476 | 1.511
16055 | jun | 5.6273 | 3.8367 | 1.7906 | 0.3749
16056 | jun | 5.6496 | 3.791 | 1.8586 | 1.0624
16057 | jul | 5.6632 | 4.0069 | 1.6564 | 0.14827
16059 | jun | 5.6757 | 3.726 | 1.9497 | 1.9249
16061 | jun | 5.5545 | 4.0051 | 1.5494 | -0.88856
16063 | jun | 5.6655 | 3.6599 | 2.0056 | 3.079
16066 | jun | 5.6781 | 3.6241 | 2.0541 | 3.3866
16101 | jul | 5.6727 | 3.7997 | 1.873 | 2.1684
16102 | jul | 5.6779 | 3.7425 | 1.9354 | 2.9746
16105 | jul | 5.683 | 3.7811 | 1.9019 | 2.1447
16110 | jul | 5.6695 | 3.5163 | 2.1532 | 0.2083
16111 | jul | 5.6382 | 3.6324 | 2.0058 | -0.77678
16112 | jun | 5.5871 | 3.6252 | 1.9619 | 2.9849
16114 | jul | 5.6412 | 3.8383 | 1.803 | -1.1369
16115 | jun | 5.6459 | 3.5693 | 2.0765 | 3.5338
16116 | jul | 5.6944 | 3.731 | 1.9634 | 2.8493
16117 | jul | 5.696 | 3.7813 | 1.9147 | 2.7665
16120 | jun | 5.6053 | 3.6116 | 1.9938 | 3.1994
16121 | jul | 5.725 | 3.6796 | 2.0454 | 2.3717
16123 | jun | 5.635 | 3.6794 | 1.9556 | 2.9581
16124 | jul | 5.6787 | 3.7484 | 1.9303 | 0.16582
16125 | jul | 5.6756 | 3.6013 | 2.0743 | 0.61519
16127 | jul | 5.6709 | 4.0525 | 1.6183 | -0.88381
16130 | jul | 5.6305 | 3.7686 | 1.8619 | -1.0655
16131 | jul | 5.6584 | 3.5142 | 2.1442 | -0.2388
16133 | jul | 5.6808 | 4.0095 | 1.6714 | -1.2312
16134 | jul | 5.6747 | 3.4737 | 2.201 | 0.5772
16137 | jul | 5.6978 | 3.8369 | 1.861 | 0.37731
16141 | jun | 5.6134 | 3.6335 | 1.98 | 3.2807
16142 | jul | 5.6997 | 3.762 | 1.9377 | 1.7915
16143 | jul | 5.7085 | 3.7181 | 1.9904 | 2.6679
16145 | jul | 5.659 | 4.0446 | 1.6145 | -2.1663
16146 | jul | 5.7282 | 3.6712 | 2.057 | 2.285
16148 | jul | 5.7245 | 3.6762 | 2.0484 | 2.0831
16150 | jul | 5.7198 | 3.6512 | 2.0685 | 1.7602
16153 | jul | 5.6654 | 4.0074 | 1.658 | -1.5861
16154 | jul | 5.7108 | 3.6028 | 2.1081 | 1.5562
16156 | jul | 5.6726 | 3.8701 | 1.8025 | 0.97662
16157 | jun | 5.602 | 3.6701 | 1.9319 | 3.0147
16159 | jul | 5.7177 | 3.6968 | 2.0209 | 2.4727
16201 | jun | 5.6287 | 3.953 | 1.6757 | -1.3322
16210 | jun | 5.6235 | 3.9984 | 1.6251 | -1.6121
16212 | jun | 5.6449 | 3.8887 | 1.7562 | -0.29771
16213 | jul | 5.6844 | 4.3152 | 1.3692 | -3.0464
16214 | jul | 5.6545 | 4.2261 | 1.4284 | -3.9406
16217 | jul | 5.5935 | 4.1369 | 1.4566 | -4.9641
16218 | jun | 5.6142 | 4.0116 | 1.6025 | -1.5351
16222 | jun | 5.5583 | 3.9928 | 1.5655 | -2.5546
16224 | jul | 5.6662 | 4.1749 | 1.4913 | -3.215
16225 | jul | 5.6418 | 4.1422 | 1.4996 | -4.2509
16226 | jun | 5.6426 | 3.8997 | 1.7429 | -0.92073
16229 | jun | 5.6349 | 3.8594 | 1.7755 | -0.014526
16232 | jul | 5.6491 | 4.3389 | 1.3102 | -3.921
16233 | jul | 5.6192 | 4.1999 | 1.4194 | -5.135
16234 | jul | 5.6661 | 4.2047 | 1.4614 | -3.543
16235 | jul | 5.6345 | 4.2388 | 1.3957 | -4.6519
16238 | jun | 5.6383 | 3.9219 | 1.7164 | -0.87843
16239 | jul | 5.5406 | 4.1466 | 1.394 | -5.8132
16240 | jul | 5.6412 | 4.1427 | 1.4985 | -3.2201
16242 | jul | 5.6684 | 4.2084 | 1.46 | -2.9221
16248 | jun | 5.5595 | 4.0868 | 1.4728 | -2.4288
16249 | jun | 5.6035 | 3.9505 | 1.6531 | -2.0581
16254 | jul | 5.6436 | 4.2882 | 1.3554 | -4.2345
16255 | jul | 5.6755 | 4.2677 | 1.4078 | -3.2882
16256 | jun | 5.5297 | 3.9746 | 1.5551 | -2.8512
16258 | jul | 5.6496 | 4.1784 | 1.4712 | -4.1482
16259 | jun | 5.5974 | 4.0316 | 1.5659 | -2.0837
16260 | jul | 5.5933 | 4.161 | 1.4323 | -5.2633
16262 | jun | 5.6154 | 3.9456 | 1.6699 | -0.78879
16301 | jul | 5.6444 | 4.372 | 1.2724 | -4.9145
16311 | jul | 5.6437 | 4.0613 | 1.5824 | -2.7793
16313 | jul | 5.5826 | 4.1455 | 1.4371 | -7.1196
16314 | jul | 5.616 | 3.9587 | 1.6573 | -2.8382
16316 | jul | 5.6445 | 3.5588 | 2.0858 | -1.1067
16317 | jul | 5.6036 | 4.2628 | 1.3408 | -4.5675
16319 | jul | 5.6537 | 4.4003 | 1.2534 | -4.1911
16321 | jul | 5.6202 | 4.2224 | 1.3978 | -5.9098
16323 | jul | 5.6561 | 4.3592 | 1.2969 | -3.9324
16326 | jul | 5.6279 | 4.2688 | 1.3591 | -4.9739
16327 | jul | 5.579 | 4.0273 | 1.5517 | -4.4038
16329 | jul | 5.5777 | 4.0704 | 1.5073 | -7.6334
16331 | jul | 5.6418 | 4.3762 | 1.2656 | -4.2938
16332 | jul | 5.6224 | 4.235 | 1.3874 | -5.0852
16333 | jul | 5.4359 | 4.1701 | 1.2657 | -8.1414
16334 | jul | 5.6412 | 4.3276 | 1.3135 | -4.5651
16335 | jul | 5.618 | 3.7364 | 1.8816 | -2.5556
16340 | jul | 5.5751 | 4.081 | 1.4941 | -7.3
16341 | jul | 5.6226 | 4.2778 | 1.3448 | -5.7236
16342 | jul | 5.663 | 4.267 | 1.396 | -2.8843
16345 | jul | 5.5179 | 4.0447 | 1.4732 | -8.2269
16346 | jul | 5.66 | 4.4123 | 1.2478 | -4.423
16347 | jul | 5.5327 | 4.1632 | 1.3696 | -7.2558
16350 | jul | 5.5631 | 4.0025 | 1.5606 | -7.8198
16351 | jul | 5.6063 | 4.1601 | 1.4462 | -6.7402
16353 | jul | 5.5984 | 4.2069 | 1.3914 | -5.971
16354 | jul | 5.5667 | 4.2137 | 1.3529 | -5.8653
16360 | jul | 5.5729 | 4.0201 | 1.5529 | -5.0132
16362 | jul | 5.64 | 4.2046 | 1.4354 | -3.6177
16364 | jul | 5.6428 | 4.329 | 1.3138 | -4.8339
16365 | jul | 5.5479 | 4.1009 | 1.447 | -7.7887
16371 | jul | 5.5816 | 4.0656 | 1.516 | -7.5801
16372 | jul | 5.6478 | 4.2917 | 1.3561 | -2.5662
16373 | jul | 5.6561 | 4.3554 | 1.3006 | -3.1762
16374 | jul | 5.6542 | 4.3718 | 1.2824 | -3.2537
16401 | jul | 5.6977 | 3.2482 | 2.4495 | -1.3964
16402 | jul | 5.5418 | 3.9554 | 1.5865 | -7.7735
16403 | jul | 5.5926 | 3.7499 | 1.8427 | -4.3165
16404 | jul | 5.5637 | 4.0606 | 1.5031 | -5.6662
16405 | jul | 5.5114 | 3.9472 | 1.5641 | -7.5663
16406 | jul | 5.6632 | 3.415 | 2.2481 | -1.6225
16407 | jul | 5.5118 | 3.9167 | 1.5951 | -7.0286
16410 | jul | 5.6919 | 3.2736 | 2.4183 | -2.1003
16411 | jul | 5.7166 | 3.1021 | 2.6145 | -1.0028
16412 | jul | 5.6364 | 3.4785 | 2.1579 | -3.455
16415 | jul | 5.7208 | 3.1642 | 2.5566 | -1.9818
16417 | jul | 5.7073 | 3.1999 | 2.5073 | -1.8282
16420 | jul | 5.5348 | 4.1139 | 1.4209 | -6.9976
16421 | jul | 5.6362 | 3.2997 | 2.3365 | -3.881
16423 | jul | 5.724 | 3.1071 | 2.6169 | -1.4147
16424 | jul | 5.6611 | 3.4061 | 2.255 | -0.62861
16426 | jul | 5.6655 | 3.3551 | 2.3104 | -3.233
16428 | jul | 5.5994 | 3.4155 | 2.1839 | -4.8558
16430 | jul | 5.7206 | 3.0808 | 2.6398 | -1.0476
16433 | jul | 5.6226 | 3.6586 | 1.964 | -3.1898
16434 | jul | 5.5328 | 4.0474 | 1.4853 | -6.605
16435 | jul | 5.6799 | 3.3246 | 2.3553 | -1.5088
16436 | jul | 5.5342 | 4.0464 | 1.4878 | -7.258
16438 | jul | 5.5451 | 3.8069 | 1.7382 | -5.773
16440 | jul | 5.6187 | 3.6238 | 1.9948 | -3.5052
16441 | jul | 5.5877 | 3.5773 | 2.0104 | -4.6821
16442 | jul | 5.5169 | 3.6471 | 1.8698 | -6.1802
16443 | jul | 5.7121 | 3.1305 | 2.5816 | -0.85817
16444 | jul | 5.6182 | 3.5431 | 2.075 | -3.8326
16501 | jul | 5.7068 | 3.193 | 2.5137 | -2.8021
16502 | jul | 5.7116 | 3.1878 | 2.5238 | -2.6896
16503 | jul | 5.6904 | 3.2158 | 2.4746 | -3.0419
16504 | jul | 5.6809 | 3.2569 | 2.424 | -3.2692
16505 | jul | 5.7231 | 3.1304 | 2.5927 | -2.2234
16506 | jul | 5.7185 | 3.1915 | 2.527 | -2.4008
16507 | jul | 5.7022 | 3.1775 | 2.5247 | -2.7798
16508 | jul | 5.7095 | 3.215 | 2.4944 | -2.8179
16509 | jul | 5.6537 | 3.35 | 2.3037 | -3.7173
16510 | jul | 5.5989 | 3.3943 | 2.2046 | -4.5021
16511 | jul | 5.6642 | 3.2377 | 2.4265 | -3.3806
16565 | jul | 5.7064 | 3.2493 | 2.4571 | -2.8982
16601 | jun | 5.4251 | 3.6573 | 1.7678 | -0.34449
16602 | jul | 5.6583 | 3.7134 | 1.9449 | 1.2106
16611 | jul | 5.806 | 3.4674 | 2.3386 | 3.9991
16613 | jun | 5.3926 | 3.7669 | 1.6257 | -2.1353
16616 | jul | 5.6012 | 3.8567 | 1.7445 | -1.0132
16617 | jul | 5.591 | 3.7683 | 1.8226 | -0.007646
16620 | jul | 5.5993 | 3.7889 | 1.8104 | -0.47965
16621 | jul | 5.6863 | 3.425 | 2.2613 | 3.51
16622 | jul | 5.7757 | 3.3924 | 2.3834 | 3.9552
16623 | jul | 5.7663 | 3.3934 | 2.373 | 3.8544
16625 | jun | 5.4368 | 3.5986 | 1.8382 | -0.86075
16627 | jul | 5.6034 | 3.8991 | 1.7043 | -1.3144
16630 | jun | 5.3552 | 3.7932 | 1.562 | -3.2314
16634 | jul | 5.6812 | 3.4335 | 2.2476 | 3.5793
16635 | jun | 5.4395 | 3.6 | 1.8395 | -0.18952
16636 | jun | 5.3989 | 3.7621 | 1.6368 | -1.6501
16637 | jun | 5.484 | 3.4889 | 1.9951 | 1.1514
16639 | jul | 5.5729 | 3.8648 | 1.7081 | -1.0883
16640 | jul | 5.5919 | 3.9522 | 1.6397 | -1.7228
16641 | jun | 5.3711 | 3.7893 | 1.5818 | -2.8731
16645 | jul | 5.6121 | 3.8819 | 1.7302 | -1.1644
16646 | jun | 5.4508 | 3.8752 | 1.5756 | -2.9948
16647 | jul | 5.8105 | 3.4184 | 2.3921 | 4.3955
16648 | jul | 5.7438 | 3.6056 | 2.1381 | 2.8001
16650 | jun | 5.5658 | 3.3121 | 2.2538 | 3.4348
16651 | jul | 5.6067 | 3.8058 | 1.8008 | -0.57067
16652 | jul | 5.8227 | 3.4105 | 2.4122 | 3.854
16655 | jun | 5.4369 | 3.6146 | 1.8224 | -1.308
16656 | jul | 5.6156 | 3.9198 | 1.6959 | -1.4808
16657 | jul | 5.7527 | 3.4482 | 2.3045 | 4.0241
16659 | jun | 5.5472 | 3.3407 | 2.2065 | 2.8932
16661 | jul | 5.6165 | 3.8488 | 1.7677 | -0.87582
16662 | jun | 5.5333 | 3.3448 | 2.1885 | 3.3351
16664 | jun | 5.5307 | 3.383 | 2.1477 | 2.2474
16666 | jul | 5.5952 | 3.7669 | 1.8284 | -0.34234
16667 | jun | 5.5062 | 3.4953 | 2.0109 | 0.49238
16668 | jun | 5.4127 | 3.8287 | 1.584 | -2.4442
16669 | jul | 5.8115 | 3.4363 | 2.3752 | 3.7838
16671 | jul | 5.6047 | 3.8197 | 1.785 | -0.69636
16673 | jun | 5.5203 | 3.3976 | 2.1226 | 2.5657
16674 | jul | 5.6959 | 3.4105 | 2.2854 | 3.4456
16678 | jun | 5.5433 | 3.3164 | 2.2269 | 3.6985
16679 | jul | 5.6942 | 3.4295 | 2.2647 | 3.6813
16680 | jul | 5.591 | 3.826 | 1.765 | -0.80666
16683 | jul | 5.7694 | 3.4964 | 2.273 | 3.3227
16685 | jul | 5.7037 | 3.4234 | 2.2802 | 3.5332
16686 | jul | 5.6597 | 3.6441 | 2.0155 | 1.4484
16689 | jul | 5.7304 | 3.3815 | 2.349 | 3.7012
16691 | jul | 5.7141 | 3.404 | 2.3101 | 3.6566
16692 | jun | 5.4948 | 3.8704 | 1.6244 | -2.4397
16693 | jul | 5.7783 | 3.5052 | 2.2731 | 3.749
16695 | jun | 5.537 | 3.3439 | 2.1931 | 2.981
16701 | jul | 5.3796 | 4.1104 | 1.2692 | -8.476
16720 | jul | 5.4075 | 3.7474 | 1.6601 | -1.8385
16724 | jul | 5.3924 | 3.9481 | 1.4443 | -4.222
16726 | jul | 5.3457 | 4.1309 | 1.2148 | -7.6158
16727 | jul | 5.3949 | 3.9985 | 1.3964 | -6.9404
16729 | jul | 5.4095 | 3.9804 | 1.4291 | -6.3728
16731 | jul | 5.4235 | 3.9076 | 1.5159 | -5.1171
16732 | jul | 5.3636 | 4.097 | 1.2666 | -7.3379
16734 | jul | 5.4657 | 4.1807 | 1.285 | -6.3469
16735 | jul | 5.3887 | 4.1818 | 1.2069 | -7.3127
16738 | jul | 5.3329 | 4.1691 | 1.1638 | -8.2804
16740 | jul | 5.3353 | 4.1459 | 1.1894 | -7.2246
16743 | jul | 5.3706 | 3.9045 | 1.4661 | -4.4374
16744 | jul | 5.3615 | 4.1057 | 1.2558 | -7.5821
16745 | jul | 5.4204 | 3.9762 | 1.4442 | -5.9649
16746 | jul | 5.3627 | 3.8368 | 1.526 | -3.6202
16748 | jul | 5.3468 | 3.7946 | 1.5522 | -3.9581
16749 | jul | 5.3632 | 4.0528 | 1.3104 | -6.1854
16750 | jul | 5.3898 | 3.903 | 1.4868 | -4.7291
16801 | jul | 5.7246 | 3.4936 | 2.231 | 2.1914
16802 | jul | 5.7159 | 3.5022 | 2.2137 | 2.1628
16803 | jul | 5.7173 | 3.5043 | 2.213 | 2.255
16820 | jul | 5.6085 | 3.5738 | 2.0347 | 0.32318
16821 | jul | 5.5767 | 3.7144 | 1.8622 | -0.012021
16822 | jul | 5.6135 | 3.5489 | 2.0646 | 1.611
16823 | jul | 5.7168 | 3.5048 | 2.2121 | 2.2379
16827 | jul | 5.7077 | 3.4989 | 2.2089 | 1.716
16828 | jul | 5.7245 | 3.4917 | 2.2328 | 1.8875
16829 | jul | 5.5953 | 3.6066 | 1.9887 | 0.73104
16830 | jul | 5.544 | 3.8745 | 1.6695 | -1.8206
16832 | jul | 5.6808 | 3.5311 | 2.1497 | 0.99715
16833 | jul | 5.5935 | 3.8911 | 1.7024 | -1.6678
16836 | jul | 5.5594 | 3.7914 | 1.768 | -0.82255
16837 | jul | 5.6167 | 3.8491 | 1.7675 | -0.98747
16838 | jul | 5.5642 | 3.9153 | 1.6489 | -2.4358
16839 | jul | 5.6052 | 3.6593 | 1.9459 | 0.77098
16840 | jul | 5.5644 | 3.7122 | 1.8522 | -0.10456
16841 | jul | 5.721 | 3.4993 | 2.2216 | 2.431
16844 | jul | 5.6419 | 3.5651 | 2.0768 | 1.4409
16845 | jul | 5.5924 | 3.6522 | 1.9402 | 0.63597
16852 | jul | 5.6651 | 3.5336 | 2.1315 | 1.2554
16854 | jul | 5.6404 | 3.5504 | 2.09 | 0.77423
16858 | jul | 5.5983 | 3.7148 | 1.8836 | 0.19176
16859 | jul | 5.6132 | 3.6309 | 1.9823 | 0.92643
16860 | jul | 5.5661 | 3.7009 | 1.8652 | 0.036892
16861 | jul | 5.6229 | 3.8706 | 1.7523 | -1.0601
16863 | jul | 5.6287 | 3.8399 | 1.7888 | -0.7632
16864 | jul | 5.6053 | 3.5685 | 2.0368 | 1.2441
16865 | jul | 5.7605 | 3.4805 | 2.28 | 2.9045
16866 | jul | 5.5653 | 3.6962 | 1.8691 | 0.070182
16870 | jul | 5.6594 | 3.5775 | 2.0818 | 1.6405
16871 | jul | 5.5622 | 3.6775 | 1.8846 | 0.3081
16872 | jul | 5.6136 | 3.5855 | 2.0281 | 0.36256
16874 | jul | 5.6032 | 3.6079 | 1.9953 | 0.84241
16875 | jul | 5.7061 | 3.5083 | 2.1978 | 1.5431
16877 | jul | 5.7121 | 3.5549 | 2.1571 | 2.3713
16878 | jul | 5.609 | 3.7918 | 1.8172 | -0.48628
16879 | jul | 5.5707 | 3.6922 | 1.8785 | 0.16581
16881 | jul | 5.5935 | 3.7834 | 1.8102 | -0.49008
16882 | jul | 5.6173 | 3.5839 | 2.0334 | 0.11666
16901 | jul | 5.3368 | 3.3211 | 2.0157 | 2.4254
16912 | jul | 5.3479 | 3.3555 | 1.9924 | 1.8046
16914 | jul | 5.4468 | 3.3205 | 2.1262 | 1.3763
16915 | jul | 5.299 | 3.7497 | 1.5494 | -3.2147
16917 | jul | 5.3609 | 3.3196 | 2.0414 | 2.1911
16920 | jul | 5.4311 | 3.296 | 2.135 | 3.0383
16921 | jul | 5.3138 | 3.467 | 1.8468 | 0.66642
16922 | jul | 5.2859 | 3.5871 | 1.6987 | -0.94985
16923 | jul | 5.286 | 3.6688 | 1.6173 | -2.9971
16925 | jul | 5.4872 | 3.2825 | 2.2047 | 1.8364
16926 | jul | 5.4452 | 3.4122 | 2.0329 | 0.22076
16927 | jul | 5.287 | 3.5339 | 1.7531 | -1.2393
16928 | jul | 5.3779 | 3.3603 | 2.0176 | 1.9233
16929 | jul | 5.4702 | 3.2685 | 2.2017 | 3.1932
16930 | jul | 5.3556 | 3.4182 | 1.9374 | 1.0323
16932 | jul | 5.3445 | 3.3814 | 1.9631 | 0.52847
16933 | jul | 5.3879 | 3.3114 | 2.0765 | 2.1048
16935 | jul | 5.3843 | 3.2949 | 2.0894 | 2.9262
16936 | jul | 5.4576 | 3.287 | 2.1705 | 2.3679
16937 | jul | 5.2662 | 3.5771 | 1.6891 | -1.9908
16938 | jul | 5.376 | 3.3867 | 1.9894 | 2.042
16939 | jul | 5.3526 | 3.3879 | 1.9648 | 1.0833
16940 | jul | 5.4466 | 3.2751 | 2.1715 | 3.3241
16941 | jul | 5.2672 | 3.6085 | 1.6587 | -2.505
16942 | jul | 5.4069 | 3.3297 | 2.0772 | 2.4898
16943 | jul | 5.3012 | 3.4643 | 1.8369 | 0.30251
16946 | jul | 5.4294 | 3.2761 | 2.1533 | 3.0228
16947 | jul | 5.4815 | 3.3254 | 2.1561 | 1.5107
16948 | jul | 5.2461 | 3.6215 | 1.6246 | -2.1657
16950 | jul | 5.3193 | 3.4378 | 1.8815 | 0.55676
17002 | jul | 5.8562 | 3.3715 | 2.4846 | 4.1028
17003 | jul | 6.223 | 3.3314 | 2.8916 | 3.525
17004 | jul | 5.8209 | 3.3948 | 2.426 | 3.3824
17005 | jul | 6.031 | 3.4776 | 2.5535 | 1.9779
17006 | jul | 5.9014 | 3.326 | 2.5754 | 2.6954
17007 | jul | 6.2349 | 3.1352 | 3.0997 | 4.7678
17009 | jul | 5.8406 | 3.4013 | 2.4393 | 3.0841
17011 | jul | 6.4124 | 3.2087 | 3.2037 | 5.6828
17013 | jul | 6.1771 | 3.1833 | 2.9937 | 4.6076
17014 | jul | 5.9846 | 3.4688 | 2.5157 | 2.4464
17015 | jul | 6.1388 | 3.1649 | 2.9739 | 4.2546
17017 | jul | 6.0469 | 3.4769 | 2.57 | 2.4494
17018 | jul | 6.2271 | 3.3208 | 2.9063 | 3.7108
17019 | jul | 6.2973 | 3.1206 | 3.1768 | 5.2572
17020 | jul | 6.2168 | 3.3014 | 2.9153 | 4.199
17021 | jul | 5.8545 | 3.3547 | 2.4999 | 3.1079
17022 | jul | 6.3857 | 3.1718 | 3.2139 | 5.7745
17023 | jul | 6.0457 | 3.4597 | 2.586 | 2.0911
17024 | jul | 6.0297 | 3.3084 | 2.7213 | 3.5092
17025 | jul | 6.3411 | 3.2424 | 3.0987 | 5.114
17026 | jul | 6.127 | 3.4932 | 2.6338 | 1.9342
17028 | jul | 6.18 | 3.3379 | 2.8421 | 2.973
17029 | jul | 5.8671 | 3.3619 | 2.5052 | 3.6531
17030 | jul | 5.9817 | 3.5218 | 2.4599 | 0.9257
17032 | jul | 6.1266 | 3.3957 | 2.7309 | 2.7267
17033 | jul | 6.3221 | 3.1759 | 3.1463 | 5.0842
17034 | jul | 6.4425 | 3.0619 | 3.3806 | 6.3079
17035 | jul | 5.883 | 3.3495 | 2.5335 | 3.2219
17036 | jul | 6.35 | 3.1338 | 3.2162 | 5.2468
17037 | jul | 6.0019 | 3.3322 | 2.6697 | 3.4147
17038 | jul | 6.1121 | 3.4471 | 2.665 | 1.9463
17040 | jul | 6.0575 | 3.2533 | 2.8041 | 3.7928
17042 | jul | 6.2417 | 3.4256 | 2.816 | 3.4095
17043 | jul | 6.4377 | 3.2063 | 3.2314 | 5.7966
17044 | jul | 5.8627 | 3.3826 | 2.4801 | 3.3604
17045 | jul | 6.0772 | 3.4207 | 2.6565 | 3.1213
17046 | jul | 6.2102 | 3.4453 | 2.7649 | 2.9323
17047 | jul | 5.9759 | 3.3097 | 2.6662 | 3.2551
17048 | jul | 5.9937 | 3.5126 | 2.4811 | 1.1309
17049 | jul | 5.9277 | 3.4462 | 2.4814 | 2.4526
17050 | jul | 6.3257 | 3.2045 | 3.1213 | 5.2682
17051 | jul | 5.8543 | 3.3618 | 2.4925 | 3.7235
17052 | jul | 5.8436 | 3.3705 | 2.4731 | 4.3558
17053 | jul | 6.275 | 3.2538 | 3.0212 | 4.7328
17055 | jul | 6.3365 | 3.169 | 3.1675 | 5.3997
17057 | jul | 6.4309 | 3.0611 | 3.3698 | 6.277
17058 | jul | 5.9946 | 3.3582 | 2.6364 | 3.7617
17059 | jul | 5.9797 | 3.3744 | 2.6053 | 3.4706
17060 | jul | 5.8658 | 3.3633 | 2.5025 | 4.3133
17061 | jul | 6.0942 | 3.4174 | 2.6768 | 3.0619
17062 | jul | 6.0834 | 3.3924 | 2.6911 | 3.3329
17063 | jul | 5.7377 | 3.4999 | 2.2378 | 1.4079
17065 | jul | 6.1443 | 3.1232 | 3.021 | 4.1578
17066 | jul | 5.8617 | 3.352 | 2.5097 | 4.1661
17067 | jul | 6.1998 | 3.5442 | 2.6556 | 2.4541
17068 | jul | 6.1043 | 3.3072 | 2.797 | 3.7781
17070 | jul | 6.4233 | 3.1404 | 3.2829 | 5.9888
17071 | jul | 5.8338 | 3.3586 | 2.4751 | 2.1745
17073 | jul | 6.2314 | 3.5908 | 2.6407 | 2.5608
17074 | jul | 6.0915 | 3.35 | 2.7415 | 3.5628
17076 | jul | 5.9789 | 3.4016 | 2.5773 | 3.124
17078 | jul | 6.2816 | 3.2432 | 3.0384 | 4.5479
17080 | jul | 6.0203 | 3.5012 | 2.5191 | 1.808
17082 | jul | 5.9538 | 3.3468 | 2.6071 | 3.5165
17084 | jul | 5.7891 | 3.4352 | 2.3539 | 2.5447
17086 | jul | 5.9328 | 3.4974 | 2.4353 | 2.0248
17087 | jul | 6.1912 | 3.5864 | 2.6048 | 2.2301
17090 | jul | 6.1535 | 3.2472 | 2.9063 | 4.2792
17094 | jul | 6.0228 | 3.4147 | 2.6081 | 3.0161
17097 | jul | 5.9879 | 3.5097 | 2.4783 | 0.97248
17098 | jul | 5.951 | 3.5478 | 2.4032 | 0.17086
17099 | jul | 5.8281 | 3.4071 | 2.421 | 2.9834
17101 | jul | 6.4272 | 3.1941 | 3.2331 | 5.7192
17102 | jul | 6.4123 | 3.2111 | 3.2012 | 5.5557
17103 | jul | 6.4087 | 3.1858 | 3.2229 | 5.5782
17104 | jul | 6.4323 | 3.1587 | 3.2736 | 5.8564
17109 | jul | 6.3829 | 3.1643 | 3.2186 | 5.3813
17110 | jul | 6.3558 | 3.2353 | 3.1205 | 5.007
17111 | jul | 6.407 | 3.1007 | 3.3063 | 5.753
17112 | jul | 6.2667 | 3.2559 | 3.0108 | 4.0521
17113 | jul | 6.4407 | 3.1034 | 3.3373 | 6.1227
17201 | jul | 5.9767 | 3.2333 | 2.7434 | 4.2211
17202 | jul | 5.9704 | 3.2273 | 2.7431 | 4.3984
17211 | jun | 5.6646 | 3.1621 | 2.5026 | 4.7805
17212 | jul | 5.913 | 3.2286 | 2.6844 | 5.8082
17213 | jul | 5.8549 | 3.3439 | 2.511 | 3.4325
17214 | jul | 5.996 | 3.1269 | 2.8691 | 3.246
17215 | jul | 5.841 | 3.3241 | 2.5169 | 3.9328
17217 | jul | 5.837 | 3.3583 | 2.4788 | 2.6923
17219 | jul | 5.8426 | 3.3501 | 2.4925 | 2.9036
17220 | jul | 5.8446 | 3.3418 | 2.5028 | 3.0755
17221 | jul | 5.8374 | 3.3249 | 2.5125 | 3.5637
17222 | jul | 5.9236 | 3.2192 | 2.7045 | 2.5471
17223 | jul | 5.8247 | 3.3337 | 2.4911 | 3.9537
17224 | jul | 5.8547 | 3.3082 | 2.5464 | 3.9408
17225 | jul | 5.9871 | 3.1716 | 2.8155 | 5.5587
17228 | jul | 5.7959 | 3.3384 | 2.4575 | 4.2396
17229 | jul | 5.7844 | 3.3517 | 2.4327 | 3.8762
17232 | jul | 5.9441 | 3.2712 | 2.6729 | 3.6709
17233 | jul | 5.8464 | 3.3074 | 2.539 | 4.3699
17236 | jul | 5.9214 | 3.2224 | 2.6989 | 5.4246
17237 | jul | 5.9934 | 3.1842 | 2.8092 | 3.6009
17238 | jul | 5.8479 | 3.2818 | 2.5661 | 5.139
17239 | jul | 5.8438 | 3.3308 | 2.513 | 3.734
17240 | jul | 5.9452 | 3.2735 | 2.6717 | 3.2602
17241 | jul | 6.0053 | 3.2124 | 2.7928 | 3.3901
17243 | jul | 5.8464 | 3.3418 | 2.5046 | 4.0837
17244 | jul | 5.9144 | 3.2823 | 2.6321 | 3.6274
17246 | jul | 5.9062 | 3.2801 | 2.6262 | 3.8525
17252 | jul | 5.9277 | 3.2542 | 2.6735 | 4.705
17255 | jul | 5.8512 | 3.3308 | 2.5204 | 3.9239
17257 | jul | 6.0019 | 3.1958 | 2.8061 | 3.5496
17260 | jul | 5.8604 | 3.3461 | 2.5143 | 3.92
17262 | jul | 5.859 | 3.3291 | 2.5299 | 3.0248
17264 | jul | 5.7877 | 3.3601 | 2.4276 | 3.8513
17265 | jul | 5.8507 | 3.314 | 2.5367 | 3.6317
17266 | jul | 6.0277 | 3.1555 | 2.8721 | 3.5824
17267 | jun | 5.6894 | 3.1756 | 2.5138 | 5.1804
17268 | jul | 6.0064 | 3.157 | 2.8494 | 3.9825
17271 | jul | 5.8283 | 3.3351 | 2.4931 | 3.2893
17301 | jul | 6.3066 | 3.083 | 3.2236 | 5.9529
17302 | jul | 6.4129 | 3.531 | 2.8818 | 5.0185
17304 | jul | 6.1453 | 3.0274 | 3.1179 | 4.2463
17307 | jul | 6.0531 | 3.0717 | 2.9814 | 3.3697
17309 | jul | 6.4053 | 3.4751 | 2.9302 | 5.0933
17313 | jul | 6.3693 | 3.3296 | 3.0397 | 5.5591
17314 | jul | 6.4437 | 3.6006 | 2.8431 | 5.1557
17315 | jul | 6.3664 | 3.1143 | 3.2521 | 6.1234
17316 | jul | 6.304 | 3.0717 | 3.2323 | 5.7359
17319 | jul | 6.4331 | 3.0703 | 3.3628 | 6.3741
17320 | jul | 6.0133 | 3.0734 | 2.9399 | 3.2214
17321 | jul | 6.3955 | 3.5348 | 2.8608 | 4.9733
17322 | jul | 6.3584 | 3.4337 | 2.9247 | 4.9887
17324 | jul | 6.121 | 3.0856 | 3.0354 | 4.008
17325 | jul | 6.1963 | 2.9286 | 3.2677 | 5.0628
17327 | jul | 6.2803 | 3.3336 | 2.9467 | 5.33
17329 | jul | 6.2475 | 3.2702 | 2.9774 | 5.4205
17331 | jul | 6.2703 | 3.1277 | 3.1426 | 5.7539
17339 | jul | 6.3814 | 3.1314 | 3.25 | 5.893
17340 | jul | 6.278 | 2.9821 | 3.2959 | 5.9145
17344 | jul | 6.2809 | 3.0764 | 3.2046 | 5.8196
17345 | jul | 6.4551 | 3.0798 | 3.3753 | 6.737
17347 | jul | 6.4471 | 3.1268 | 3.3204 | 6.5411
17349 | jul | 6.2759 | 3.401 | 2.8749 | 4.9982
17350 | jul | 6.2751 | 3.0081 | 3.2671 | 5.6891
17352 | jul | 6.3567 | 3.5027 | 2.854 | 4.8607
17353 | jul | 5.913 | 3.1727 | 2.7403 | 1.9978
17356 | jul | 6.3717 | 3.3746 | 2.9971 | 5.2208
17360 | jul | 6.3472 | 3.279 | 3.0682 | 5.8975
17361 | jul | 6.2732 | 3.3978 | 2.8754 | 4.9635
17362 | jul | 6.313 | 3.1946 | 3.1184 | 5.9203
17363 | jul | 6.3031 | 3.4543 | 2.8488 | 4.7718
17364 | jul | 6.3466 | 3.1254 | 3.2212 | 6.1596
17365 | jul | 6.3214 | 3.1142 | 3.2071 | 5.6483
17366 | jul | 6.3858 | 3.3701 | 3.0157 | 5.2179
17368 | jul | 6.4099 | 3.3462 | 3.0638 | 5.4838
17370 | jul | 6.4373 | 3.0627 | 3.3746 | 6.5417
17372 | jul | 6.253 | 3.0534 | 3.1996 | 5.1348
17401 | jul | 6.4283 | 3.1945 | 3.2338 | 6.5265
17402 | jul | 6.4084 | 3.2588 | 3.1496 | 5.9667
17403 | jul | 6.4062 | 3.2512 | 3.155 | 6.2126
17404 | jul | 6.4268 | 3.1316 | 3.2952 | 6.5853
17406 | jul | 6.4229 | 3.2166 | 3.2063 | 6.0748
17407 | jul | 6.3789 | 3.2873 | 3.0916 | 5.9788
17408 | jul | 6.3946 | 3.1793 | 3.2154 | 6.3966
17501 | jul | 6.3243 | 3.6482 | 2.6761 | 3.3446
17502 | jul | 6.4419 | 3.1239 | 3.318 | 6.4128
17505 | jul | 6.384 | 3.664 | 2.7199 | 4.0212
17509 | jun | 6.104 | 3.5413 | 2.5627 | 2.4593
17512 | jul | 6.4206 | 3.3421 | 3.0786 | 5.5897
17516 | jul | 6.4092 | 3.5149 | 2.8943 | 4.8988
17517 | jul | 6.2298 | 3.7327 | 2.4971 | 1.9575
17518 | jul | 6.4238 | 3.656 | 2.7679 | 4.7362
17519 | jun | 6.0388 | 3.571 | 2.4678 | 1.9438
17520 | jul | 6.3933 | 3.4759 | 2.9174 | 4.8621
17522 | jul | 6.2994 | 3.6913 | 2.6081 | 2.8701
17527 | jun | 6.0599 | 3.5691 | 2.4908 | 1.9665
17529 | jun | 6.1299 | 3.5111 | 2.6188 | 3.146
17532 | jul | 6.4046 | 3.6198 | 2.7849 | 4.5739
17535 | jun | 6.1007 | 3.5434 | 2.5573 | 2.4975
17536 | jun | 6.1528 | 3.5058 | 2.647 | 3.2521
17538 | jul | 6.4044 | 3.3961 | 3.0083 | 5.2755
17540 | jul | 6.3752 | 3.6651 | 2.7101 | 3.8495
17543 | jul | 6.317 | 3.5505 | 2.7665 | 3.6801
17545 | jul | 6.3246 | 3.3966 | 2.928 | 4.4281
17547 | jul | 6.4373 | 3.2052 | 3.2321 | 6.1472
17551 | jul | 6.4127 | 3.4926 | 2.9201 | 5.0123
17552 | jul | 6.403 | 3.2792 | 3.1238 | 5.6159
17554 | jul | 6.417 | 3.4037 | 3.0132 | 5.373
17555 | jun | 6.011 | 3.6 | 2.411 | 1.4102
17557 | jun | 6.0912 | 3.531 | 2.5602 | 2.7261
17560 | jun | 6.1475 | 3.4733 | 2.6743 | 3.8133
17562 | jun | 6.1291 | 3.5216 | 2.6075 | 2.8977
17563 | jun | 6.2103 | 3.44 | 2.7703 | 4.7012
17565 | jul | 6.3965 | 3.5829 | 2.8136 | 4.558
17566 | jun | 6.1573 | 3.4911 | 2.6662 | 3.5298
17569 | jul | 6.2067 | 3.7584 | 2.4483 | 1.6687
17572 | jun | 6.1369 | 3.4901 | 2.6468 | 3.4837
17576 | jul | 6.3776 | 3.6755 | 2.702 | 3.9613
17578 | jul | 6.2489 | 3.6756 | 2.5732 | 2.3598
17579 | jun | 6.1397 | 3.4851 | 2.6546 | 3.557
17581 | jun | 6.0382 | 3.5611 | 2.477 | 2.0712
17582 | jul | 6.4186 | 3.4178 | 3.0007 | 5.329
17584 | jul | 6.3784 | 3.6262 | 2.7521 | 4.2132
17601 | jul | 6.4056 | 3.5153 | 2.8904 | 4.8534
17602 | jul | 6.3865 | 3.621 | 2.7655 | 4.2935
17603 | jul | 6.4072 | 3.4999 | 2.9073 | 4.9365
17701 | jul | 5.6928 | 3.6415 | 2.0512 | 0.9936
17702 | jul | 5.6873 | 3.6512 | 2.0361 | 0.69179
17721 | jul | 5.6095 | 3.5538 | 2.0557 | 1.4268
17723 | jul | 5.4046 | 3.4762 | 1.9284 | 1.2083
17724 | jul | 5.3672 | 3.4327 | 1.9345 | 0.028359
17728 | jul | 5.59 | 3.5865 | 2.0035 | 0.80349
17729 | jul | 5.372 | 3.5866 | 1.7855 | -0.10447
17737 | jul | 5.6261 | 3.6246 | 2.0015 | -0.26066
17740 | jul | 5.6053 | 3.559 | 2.0463 | 1.3942
17742 | jul | 5.6347 | 3.6163 | 2.0184 | -0.41429
17744 | jul | 5.6808 | 3.5914 | 2.0894 | 1.5777
17745 | jul | 5.5459 | 3.5339 | 2.012 | 1.3232
17747 | jul | 5.613 | 3.5889 | 2.0242 | 0.49141
17751 | jul | 5.6743 | 3.5121 | 2.1622 | 2.1842
17752 | jul | 5.7519 | 3.6879 | 2.064 | 0.70725
17754 | jul | 5.6355 | 3.6482 | 1.9874 | 0.20188
17756 | jul | 5.7283 | 3.648 | 2.0802 | 0.49139
17758 | jul | 5.42 | 3.6273 | 1.7927 | -2.7559
17763 | jul | 5.4261 | 3.5093 | 1.9168 | -0.051819
17764 | jul | 5.4585 | 3.5985 | 1.86 | 0.32785
17765 | jul | 5.3821 | 3.4822 | 1.9 | -0.23574
17768 | jul | 5.3917 | 3.5404 | 1.8513 | -1.4496
17771 | jul | 5.4742 | 3.54 | 1.9342 | 0.19059
17772 | jul | 5.8354 | 3.6416 | 2.1938 | 0.99135
17774 | jul | 5.5741 | 3.6133 | 1.9608 | -1.0146
17776 | jul | 5.4677 | 3.4763 | 1.9915 | 1.5777
17777 | jul | 5.8307 | 3.6687 | 2.162 | 1.0532
17778 | jul | 5.5301 | 3.6628 | 1.8673 | 0.25621
17779 | jul | 5.596 | 3.5443 | 2.0517 | 1.5048
17801 | jul | 5.953 | 3.5865 | 2.3665 | 1.3921
17810 | jul | 5.6946 | 3.6778 | 2.0168 | 0.16372
17812 | jul | 5.785 | 3.5376 | 2.2474 | 1.0492
17813 | jul | 5.8182 | 3.5515 | 2.2667 | 1.1483
17814 | jul | 5.5358 | 3.6086 | 1.9272 | -1.7137
17815 | jul | 5.7737 | 3.6004 | 2.1732 | 0.38923
17820 | jul | 5.7728 | 3.6357 | 2.1371 | -0.50675
17821 | jul | 5.8589 | 3.613 | 2.246 | 0.99408
17823 | jul | 5.9853 | 3.5696 | 2.4157 | 1.2947
17824 | jul | 5.8473 | 3.6132 | 2.2341 | 0.20019
17827 | jul | 5.9936 | 3.5423 | 2.4512 | 2.1306
17830 | jul | 6.0032 | 3.5331 | 2.4701 | 1.5314
17832 | jul | 5.8047 | 3.6525 | 2.1523 | -0.93018
17834 | jul | 5.8095 | 3.6538 | 2.1558 | -0.97277
17835 | jul | 5.6342 | 3.6261 | 2.0081 | -0.17023
17836 | jul | 5.9214 | 3.5914 | 2.33 | 0.20555
17837 | jul | 5.8317 | 3.6398 | 2.1919 | 1.0458
17841 | jul | 5.8157 | 3.4867 | 2.329 | 1.6799
17842 | jul | 5.9279 | 3.5558 | 2.3722 | 1.7697
17844 | jul | 5.8009 | 3.6196 | 2.1813 | 0.905
17845 | jul | 5.6918 | 3.594 | 2.0978 | 0.29207
17846 | jul | 5.6898 | 3.5989 | 2.0909 | -0.02592
17847 | jul | 5.8983 | 3.6356 | 2.2627 | 1.4276
17851 | jul | 5.7901 | 3.6655 | 2.1246 | -1.2681
17853 | jul | 5.9912 | 3.5019 | 2.4894 | 2.2875
17855 | jul | 5.9309 | 3.5945 | 2.3365 | 1.8166
17856 | jul | 5.7854 | 3.6718 | 2.1136 | 0.69362
17857 | jul | 5.9156 | 3.6104 | 2.3052 | 1.4705
17859 | jul | 5.7369 | 3.5679 | 2.169 | 0.55339
17860 | jul | 5.8973 | 3.5999 | 2.2974 | 0.72738
17864 | jul | 6.0322 | 3.5086 | 2.5236 | 2.4146
17866 | jul | 5.8579 | 3.6235 | 2.2344 | -0.20255
17867 | jul | 5.9815 | 3.5587 | 2.4228 | 1.1041
17868 | jul | 5.8598 | 3.6059 | 2.2539 | 1.0031
17870 | jul | 5.9713 | 3.5764 | 2.3949 | 1.9336
17872 | jul | 5.846 | 3.6416 | 2.2043 | -0.75899
17876 | jul | 5.9565 | 3.5901 | 2.3665 | 1.6823
17877 | jul | 5.9005 | 3.6002 | 2.3002 | 1.0277
17878 | jul | 5.6667 | 3.5777 | 2.0891 | -0.14309
17881 | jul | 5.9265 | 3.5959 | 2.3306 | 0.51316
17888 | jul | 5.7531 | 3.6765 | 2.0766 | -1.5115
17889 | jul | 5.9535 | 3.5977 | 2.3559 | 1.8866
17901 | jul | 5.8012 | 3.7157 | 2.0855 | -1.777
17921 | jul | 5.7494 | 3.703 | 2.0464 | -2.0742
17922 | jul | 5.9932 | 3.721 | 2.2721 | -0.14598
17923 | jul | 5.8486 | 3.6753 | 2.1732 | -1.2084
17925 | jul | 5.7366 | 3.7828 | 1.9539 | -2.7953
17929 | jul | 5.8797 | 3.7145 | 2.1652 | -1.0562
17931 | jul | 5.694 | 3.7443 | 1.9496 | -2.7465
17935 | jul | 5.7066 | 3.7183 | 1.9883 | -2.3652
17938 | jul | 5.8788 | 3.6231 | 2.2558 | -0.75084
17941 | jul | 5.9212 | 3.5844 | 2.3367 | 0.056896
17948 | jul | 5.6721 | 3.762 | 1.9101 | -3.159
17954 | jul | 5.7793 | 3.7183 | 2.061 | -1.945
17957 | jul | 5.9187 | 3.597 | 2.3217 | -0.38367
17959 | jul | 5.7355 | 3.7662 | 1.9693 | -2.6203
17960 | jul | 5.9255 | 3.7846 | 2.1409 | -1.1066
17961 | jul | 5.9279 | 3.7551 | 2.1727 | -0.90824
17963 | jul | 5.972 | 3.603 | 2.369 | 0.15232
17964 | jul | 5.8587 | 3.6351 | 2.2236 | -0.81896
17965 | jul | 5.7907 | 3.7454 | 2.0453 | -2.0148
17967 | jul | 5.6684 | 3.7215 | 1.9469 | -2.629
17968 | jul | 5.9266 | 3.5743 | 2.3523 | -0.007953
17970 | jul | 5.7201 | 3.7467 | 1.9733 | -2.61
17972 | jul | 5.9351 | 3.6954 | 2.2397 | -0.46891
17976 | jul | 5.6691 | 3.7432 | 1.9259 | -2.9375
17978 | jul | 5.9416 | 3.5634 | 2.3782 | 0.28115
17980 | jul | 5.9921 | 3.5198 | 2.4723 | 0.58987
17981 | jul | 5.8888 | 3.6371 | 2.2517 | -0.76018
17983 | jul | 5.9055 | 3.5951 | 2.3104 | -0.33036
17985 | jul | 5.6616 | 3.686 | 1.9756 | -2.0878
18011 | jun | 5.9416 | 3.6163 | 2.3252 | 0.19387
18013 | jul | 6.179 | 3.9743 | 2.2047 | -2.0888
18014 | jun | 5.8963 | 3.5975 | 2.2988 | -0.62561
18015 | jun | 6.0048 | 3.4829 | 2.522 | 0.68032
18017 | jun | 5.9709 | 3.5183 | 2.4526 | 0.25103
18018 | jun | 5.9895 | 3.4946 | 2.4948 | 0.50255
18020 | jun | 5.964 | 3.5362 | 2.4279 | 0.16381
18031 | jun | 5.926 | 3.5913 | 2.3346 | 0.61911
18032 | jun | 5.9506 | 3.5245 | 2.4261 | 0.44125
18034 | jun | 6.019 | 3.4788 | 2.5402 | 0.79656
18035 | jun | 5.8283 | 3.6 | 2.2283 | 0.065985
18036 | jun | 6.0198 | 3.4964 | 2.5233 | 0.66879
18037 | jun | 5.8928 | 3.5592 | 2.3336 | 0.54053
18038 | jun | 5.8195 | 3.6475 | 2.172 | -0.83942
18040 | jun | 5.93 | 3.6037 | 2.3263 | -0.35293
18041 | jun | 6.0005 | 3.573 | 2.4276 | 0.23616
18042 | jun | 5.9653 | 3.5565 | 2.4088 | 0.084871
18045 | jun | 5.9546 | 3.5563 | 2.3984 | 0.084759
18049 | jun | 5.999 | 3.521 | 2.478 | 0.69926
18051 | jun | 5.9024 | 3.5957 | 2.3067 | 0.66691
18052 | jun | 5.9347 | 3.5335 | 2.4012 | 0.56197
18053 | jul | 6.0141 | 3.8263 | 2.1878 | 0.032933
18054 | jun | 6.091 | 3.5143 | 2.5768 | 1.3738
18055 | jun | 5.9973 | 3.5033 | 2.4939 | 0.52114
18056 | jun | 5.979 | 3.5827 | 2.3964 | 0.19166
18058 | jul | 5.9481 | 3.9054 | 2.0427 | -2.1362
18059 | jun | 5.8603 | 3.5788 | 2.2815 | 0.2894
18062 | jun | 5.9702 | 3.5685 | 2.4017 | 0.49655
18064 | jun | 5.9244 | 3.594 | 2.3305 | -0.49235
18066 | jul | 6.047 | 3.8353 | 2.2117 | 0.06672
18067 | jun | 5.9004 | 3.5648 | 2.3356 | 0.044003
18069 | jun | 5.909 | 3.5692 | 2.3398 | 0.77016
18070 | jun | 5.9836 | 3.5835 | 2.4001 | 0.13045
18071 | jul | 5.949 | 3.872 | 2.077 | -1.2461
18072 | jun | 5.8995 | 3.6824 | 2.2171 | -1.8006
18073 | jun | 6.045 | 3.5448 | 2.5001 | 0.75717
18074 | jun | 6.1114 | 3.5342 | 2.5772 | 1.7483
18076 | jun | 6.0568 | 3.5428 | 2.514 | 0.9378
18077 | jun | 5.9984 | 3.5154 | 2.4831 | 0.39744
18078 | jun | 5.86 | 3.5945 | 2.2655 | 0.53752
18080 | jul | 6.0425 | 3.842 | 2.2005 | 0.15235
18087 | jun | 5.9619 | 3.5533 | 2.4086 | 0.82114
18088 | jul | 6.0491 | 3.8609 | 2.1882 | -0.12201
18091 | jun | 5.8791 | 3.6594 | 2.2196 | -1.375
18092 | jun | 5.9933 | 3.5547 | 2.4386 | 0.39508
18101 | jun | 5.9907 | 3.4894 | 2.5013 | 0.82971
18102 | jun | 5.9841 | 3.4962 | 2.4879 | 0.81641
18103 | jun | 6.002 | 3.4887 | 2.5133 | 0.93214
18104 | jun | 5.9605 | 3.5221 | 2.4385 | 0.9313
18106 | jun | 5.9602 | 3.5425 | 2.4177 | 0.93262
18109 | jun | 5.9767 | 3.5028 | 2.474 | 0.51984
18201 | jul | 5.564 | 3.7777 | 1.7863 | -4.2562
18202 | jul | 5.5971 | 3.7467 | 1.8504 | -3.6481
18210 | jul | 5.7268 | 3.9242 | 1.8026 | -4.0957
18211 | jul | 5.9388 | 3.8019 | 2.1369 | -0.77596
18214 | jul | 5.6893 | 3.776 | 1.9133 | -3.1758
18216 | jul | 5.5586 | 3.8018 | 1.7569 | -4.5532
18218 | jul | 5.7491 | 3.7978 | 1.9513 | -2.8922
18219 | jul | 5.6487 | 3.6937 | 1.955 | -2.4402
18220 | jul | 5.6386 | 3.7793 | 1.8593 | -3.7588
18222 | jul | 5.6213 | 3.693 | 1.9283 | -2.5441
18224 | jul | 5.5749 | 3.7635 | 1.8114 | -3.6916
18229 | jul | 5.7277 | 3.8531 | 1.8746 | -3.1207
18232 | jul | 5.7412 | 3.8042 | 1.937 | -2.9084
18235 | jul | 5.8723 | 3.8436 | 2.0287 | -1.6239
18237 | jul | 5.6091 | 3.7893 | 1.8199 | -4.1362
18240 | jul | 5.7025 | 3.8104 | 1.8922 | -3.2171
18245 | jul | 5.6414 | 3.7961 | 1.8453 | -3.873
18246 | jul | 5.6373 | 3.7062 | 1.9311 | -2.6859
18248 | jul | 5.6135 | 3.7603 | 1.8532 | -3.7632
18249 | jul | 5.6587 | 3.6804 | 1.9783 | -2.12
18250 | jul | 5.7827 | 3.8077 | 1.975 | -2.3974
18252 | jul | 5.794 | 3.7859 | 2.0081 | -2.3502
18255 | jul | 5.6278 | 3.8171 | 1.8107 | -3.8538
18301 | jul | 6.0958 | 4.0119 | 2.0839 | -3.6075
18302 | jul | 6.0633 | 4.0429 | 2.0204 | -4.086
18321 | jul | 6.0089 | 3.9899 | 2.019 | -3.8845
18322 | jul | 5.9622 | 3.9292 | 2.033 | -2.594
18324 | jul | 6.0271 | 4.0649 | 1.9623 | -4.4305
18325 | jul | 5.7991 | 4.025 | 1.7741 | -6.0105
18326 | jul | 5.8524 | 4.0162 | 1.8362 | -5.474
18327 | jul | 6.1455 | 4.0255 | 2.12 | -3.2516
18328 | jul | 5.9445 | 4.0445 | 1.9 | -4.9604
18330 | jul | 5.8443 | 3.9469 | 1.8974 | -3.6665
18331 | jul | 5.9696 | 3.912 | 2.0576 | -2.17
18332 | jul | 5.9799 | 4.0062 | 1.9737 | -4.4795
18333 | jul | 5.9126 | 3.9056 | 2.007 | -2.3531
18334 | jul | 5.6417 | 4.0183 | 1.6234 | -6.3825
18336 | jun | 5.7143 | 3.6198 | 2.0945 | -2.9291
18337 | jul | 5.9598 | 3.9874 | 1.9723 | -3.9832
18340 | jul | 5.98 | 3.9339 | 2.046 | -3.2386
18343 | jul | 6.1994 | 4.0318 | 2.1677 | -2.6811
18344 | jul | 5.7718 | 4.0248 | 1.747 | -5.9529
18346 | jul | 5.637 | 4.0399 | 1.5971 | -6.8665
18347 | jul | 5.5548 | 3.9497 | 1.6051 | -6.0357
18350 | jul | 5.5891 | 4.0151 | 1.574 | -6.8101
18352 | jul | 5.9146 | 3.9966 | 1.918 | -4.4566
18353 | jul | 6.0153 | 3.9322 | 2.0831 | -2.4335
18354 | jul | 6.0455 | 3.9534 | 2.092 | -2.8154
18355 | jul | 5.8331 | 4.0222 | 1.811 | -5.4476
18360 | jul | 6.0256 | 3.9809 | 2.0447 | -3.4984
18370 | jul | 5.7737 | 4.0297 | 1.744 | -5.9374
18371 | jun | 5.7483 | 3.7626 | 1.9857 | -4.1646
18372 | jul | 5.8827 | 4.0086 | 1.8741 | -4.8921
18403 | jul | 5.652 | 3.7274 | 1.9246 | -2.8221
18405 | jul | 5.7908 | 3.7884 | 2.0024 | -3.1025
18407 | jul | 5.6314 | 3.7058 | 1.9256 | -3.197
18411 | jul | 5.7413 | 3.5415 | 2.1999 | 1.0273
18414 | jul | 5.74 | 3.5423 | 2.1978 | 0.38599
18415 | jul | 5.7065 | 3.7278 | 1.9787 | -3.5206
18417 | jul | 5.6165 | 3.7113 | 1.9051 | -4.2667
18419 | jul | 5.7408 | 3.5213 | 2.2195 | 0.29527
18421 | jul | 5.5788 | 3.7368 | 1.8419 | -4.4087
18424 | jul | 5.5586 | 3.9078 | 1.6508 | -5.7138
18425 | jul | 5.8717 | 3.9193 | 1.9524 | -4.1571
18426 | jul | 5.7473 | 3.9709 | 1.7764 | -5.6779
18427 | jul | 5.6778 | 3.8732 | 1.8046 | -4.6882
18428 | jul | 5.8255 | 3.9076 | 1.9178 | -4.3784
18430 | jul | 5.534 | 3.7141 | 1.8198 | -4.9628
18431 | jul | 5.7156 | 3.7759 | 1.9397 | -3.7943
18433 | jul | 5.6617 | 3.6723 | 1.9894 | -2.3073
18434 | jul | 5.664 | 3.7129 | 1.9511 | -2.3156
18435 | jul | 5.8326 | 3.8479 | 1.9847 | -3.5285
18436 | jul | 5.6614 | 3.814 | 1.8474 | -3.9396
18437 | jul | 5.5535 | 3.6861 | 1.8675 | -4.5818
18438 | jul | 5.7584 | 3.8775 | 1.8809 | -4.4068
18439 | jul | 5.5295 | 3.7223 | 1.8072 | -5.2454
18441 | jul | 5.6485 | 3.6362 | 2.0123 | -2.5277
18443 | jul | 5.7703 | 3.7637 | 2.0066 | -3.1225
18444 | jul | 5.6184 | 3.793 | 1.8253 | -3.559
18445 | jul | 5.6347 | 3.9779 | 1.6567 | -6.4151
18446 | jul | 5.7052 | 3.5606 | 2.1445 | -1.0192
18447 | jul | 5.6841 | 3.6606 | 2.0235 | -1.431
18451 | jul | 5.7851 | 3.9168 | 1.8683 | -4.7537
18452 | jul | 5.6738 | 3.6764 | 1.9974 | -1.7771
18453 | jul | 5.5434 | 3.7584 | 1.785 | -5.367
18455 | jul | 5.4953 | 3.7047 | 1.7906 | -5.4513
18456 | jul | 5.6629 | 3.7765 | 1.8864 | -4.0259
18458 | jul | 5.9161 | 3.9416 | 1.9745 | -4.0028
18460 | jul | 5.591 | 3.997 | 1.5939 | -6.9452
18461 | jul | 5.5125 | 3.6636 | 1.8489 | -4.7897
18462 | jul | 5.4896 | 3.6798 | 1.8099 | -5.3573
18463 | jul | 5.6141 | 3.9179 | 1.6963 | -5.6611
18464 | jul | 5.8076 | 3.9074 | 1.9002 | -4.4875
18465 | jul | 5.5411 | 3.674 | 1.867 | -4.6351
18466 | jul | 5.5942 | 3.9957 | 1.5985 | -6.7066
18469 | jul | 5.7351 | 3.7474 | 1.9876 | -3.3935
18470 | jul | 5.5775 | 3.6973 | 1.8802 | -4.1251
18472 | jul | 5.6215 | 3.7767 | 1.8448 | -4.1629
18503 | jul | 5.7151 | 3.6037 | 2.1114 | 0.26215
18504 | jul | 5.7285 | 3.5733 | 2.1552 | 0.79291
18505 | jul | 5.6813 | 3.6653 | 2.016 | -1.0171
18507 | jul | 5.6814 | 3.6487 | 2.0327 | -0.66659
18508 | jul | 5.7124 | 3.6079 | 2.1046 | -0.14042
18509 | jul | 5.7066 | 3.6237 | 2.0829 | -0.27219
18510 | jul | 5.7006 | 3.6349 | 2.0656 | -0.39358
18512 | jul | 5.6828 | 3.6784 | 2.0044 | -1.3831
18517 | jul | 5.7272 | 3.5659 | 2.1613 | 1.0476
18518 | jul | 5.721 | 3.5687 | 2.1523 | 0.98487
18519 | jul | 5.6983 | 3.6359 | 2.0624 | -0.77289
18603 | jul | 5.7267 | 3.5656 | 2.1611 | 0.4505
18610 | jul | 5.6521 | 3.9758 | 1.6762 | -5.5761
18612 | jul | 5.6503 | 3.5399 | 2.1104 | 0.13154
18614 | jul | 5.3943 | 3.5489 | 1.8455 | -2.4542
18615 | jul | 5.7469 | 3.4902 | 2.2567 | 1.4376
18616 | jul | 5.4025 | 3.5419 | 1.8606 | -1.8276
18617 | jul | 5.6804 | 3.5598 | 2.1206 | 0.15514
18618 | jul | 5.5284 | 3.5859 | 1.9425 | -1.5876
18619 | jul | 5.4455 | 3.5846 | 1.8609 | -1.488
18621 | jul | 5.6272 | 3.5523 | 2.0749 | -0.095356
18622 | jul | 5.63 | 3.5739 | 2.0561 | -0.61334
18623 | jul | 5.6389 | 3.3794 | 2.2595 | 0.76918
18624 | jul | 5.5908 | 3.873 | 1.7178 | -4.5742
18628 | jul | 5.3651 | 3.6187 | 1.7465 | -3.7831
18629 | jul | 5.4681 | 3.5604 | 1.9077 | -2.2687
18630 | jul | 5.6691 | 3.4328 | 2.2364 | 0.45249
18631 | jul | 5.7291 | 3.5936 | 2.1354 | 0.025469
18632 | jul | 5.3544 | 3.6065 | 1.7479 | -3.5642
18634 | jul | 5.6835 | 3.5592 | 2.1243 | 0.25682
18635 | jul | 5.7067 | 3.6121 | 2.0946 | -0.51731
18636 | jul | 5.4704 | 3.6039 | 1.8666 | -2.4911
18640 | jul | 5.6703 | 3.6526 | 2.0176 | -0.7857
18641 | jul | 5.6935 | 3.6133 | 2.0803 | 0.065446
18642 | jul | 5.7188 | 3.5668 | 2.152 | 0.88417
18643 | jul | 5.7325 | 3.5327 | 2.1998 | 1.2073
18644 | jul | 5.7423 | 3.5257 | 2.2166 | 1.2862
18651 | jul | 5.7277 | 3.5279 | 2.1997 | 1.22
18655 | jul | 5.6507 | 3.5671 | 2.0836 | -0.2638
18656 | jul | 5.4782 | 3.6165 | 1.8617 | -2.4628
18657 | jul | 5.6955 | 3.4769 | 2.2186 | 0.82684
18660 | jul | 5.72 | 3.5892 | 2.1308 | -0.13142
18661 | jul | 5.5852 | 3.7861 | 1.7992 | -3.556
18701 | jul | 5.7498 | 3.5496 | 2.2001 | 1.1932
18702 | jul | 5.6521 | 3.6806 | 1.9715 | -1.4229
18704 | jul | 5.7557 | 3.5276 | 2.2281 | 1.4775
18705 | jul | 5.7238 | 3.5775 | 2.1462 | 0.61748
18706 | jul | 5.7063 | 3.5801 | 2.1263 | 0.24917
18707 | jul | 5.6538 | 3.636 | 2.0178 | -1.2484
18708 | jul | 5.6959 | 3.5283 | 2.1676 | 0.84955
18709 | jul | 5.7596 | 3.5222 | 2.2374 | 1.5525
18801 | jul | 5.5889 | 3.5468 | 2.0421 | -2.7072
18810 | jul | 5.5864 | 3.241 | 2.3454 | 1.7466
18812 | jul | 5.5748 | 3.5158 | 2.059 | -2.6784
18817 | jul | 5.54 | 3.2488 | 2.2912 | 2.1989
18818 | jul | 5.5935 | 3.4459 | 2.1476 | -1.4561
18821 | jul | 5.6058 | 3.548 | 2.0577 | -3.1609
18822 | jul | 5.6035 | 3.5426 | 2.0609 | -3.0043
18823 | jul | 5.6242 | 3.6213 | 2.003 | -3.1875
18824 | jul | 5.6866 | 3.5447 | 2.1419 | -1.1981
18825 | jul | 5.5756 | 3.6285 | 1.9472 | -3.9633
18826 | jul | 5.6507 | 3.578 | 2.0726 | -2.4139
18828 | jul | 5.6202 | 3.4241 | 2.1961 | -0.45959
18829 | jul | 5.6151 | 3.3458 | 2.2693 | 0.27834
18830 | jul | 5.617 | 3.3783 | 2.2387 | -0.5037
18831 | jul | 5.5677 | 3.2259 | 2.3419 | 2.2469
18832 | jul | 5.5185 | 3.3351 | 2.1835 | 0.97233
18833 | jul | 5.4423 | 3.4464 | 1.996 | -0.75606
18834 | jul | 5.6203 | 3.594 | 2.0263 | -3.2635
18837 | jul | 5.6112 | 3.2796 | 2.3316 | 1.1186
18840 | jul | 5.5951 | 3.2321 | 2.363 | 1.9342
18842 | jul | 5.586 | 3.666 | 1.92 | -3.882
18844 | jul | 5.648 | 3.5141 | 2.1339 | -1.168
18845 | jul | 5.6301 | 3.3318 | 2.2983 | 0.8637
18846 | jul | 5.5618 | 3.4167 | 2.1451 | -0.077828
18847 | jul | 5.5392 | 3.6146 | 1.9245 | -4.3257
18848 | jul | 5.5972 | 3.238 | 2.3592 | 2.329
18850 | jul | 5.5969 | 3.2185 | 2.3784 | 2.3094
18851 | jul | 5.614 | 3.3293 | 2.2847 | 0.20448
18853 | jul | 5.6006 | 3.3188 | 2.2817 | 1.1027
18854 | jul | 5.6375 | 3.2182 | 2.4193 | 2.3523
18901 | jun | 6.1577 | 3.3897 | 2.768 | 1.9369
18902 | jun | 6.1289 | 3.4045 | 2.7245 | 1.5316
18913 | jun | 6.1314 | 3.4195 | 2.712 | 1.3885
18914 | jun | 6.1651 | 3.4039 | 2.7612 | 1.9883
18915 | jun | 6.1788 | 3.4134 | 2.7654 | 2.1431
18917 | jun | 6.0986 | 3.4405 | 2.658 | 1.1539
18920 | jun | 6.0353 | 3.507 | 2.5284 | 0.34458
18923 | jun | 6.1168 | 3.424 | 2.6928 | 1.3865
18925 | jun | 6.1834 | 3.3559 | 2.8275 | 2.3779
18927 | jun | 6.1387 | 3.4303 | 2.7084 | 1.6465
18929 | jun | 6.1975 | 3.3412 | 2.8563 | 2.5749
18930 | jun | 6.01 | 3.5122 | 2.4977 | 0.38258
18932 | jun | 6.1596 | 3.4219 | 2.7377 | 1.9098
18933 | jun | 6.141 | 3.415 | 2.726 | 1.5133
18934 | jun | 6.1368 | 3.3998 | 2.7369 | 1.6003
18936 | jun | 6.2073 | 3.3995 | 2.8078 | 2.6212
18938 | jun | 6.172 | 3.3994 | 2.7726 | 1.9704
18940 | jun | 6.2283 | 3.3378 | 2.8904 | 3.2992
18942 | jun | 6.0424 | 3.4866 | 2.5558 | 0.53036
18944 | jun | 6.0806 | 3.4584 | 2.6222 | 0.95689
18947 | jun | 6.0749 | 3.4534 | 2.6215 | 0.81685
18951 | jun | 6.0363 | 3.4977 | 2.5386 | 0.60632
18954 | jun | 6.231 | 3.3348 | 2.8962 | 3.3218
18955 | jun | 6.0263 | 3.4913 | 2.535 | 0.61375
18960 | jun | 6.0939 | 3.4734 | 2.6206 | 1.2128
18964 | jun | 6.1566 | 3.4492 | 2.7074 | 2.0919
18966 | jun | 6.2434 | 3.3484 | 2.8951 | 3.4778
18969 | jun | 6.1294 | 3.4731 | 2.6562 | 1.8089
18972 | jun | 6.0071 | 3.5368 | 2.4703 | 0.12133
18974 | jun | 6.2202 | 3.3494 | 2.8708 | 2.9395
18976 | jun | 6.1985 | 3.364 | 2.8345 | 2.5061
18977 | jun | 6.2368 | 3.3432 | 2.8936 | 3.3717
19001 | jun | 6.2568 | 3.4028 | 2.8539 | 3.5198
19002 | jun | 6.2221 | 3.4047 | 2.8174 | 3.0023
19003 | jun | 6.2546 | 3.4605 | 2.794 | 4.2502
19004 | jun | 6.2627 | 3.435 | 2.8278 | 4.5346
19006 | jun | 6.2604 | 3.3832 | 2.8772 | 3.5397
19007 | jun | 6.2652 | 3.2885 | 2.9767 | 4.5192
19008 | jun | 6.2433 | 3.4907 | 2.7526 | 3.8278
19010 | jun | 6.2444 | 3.4774 | 2.767 | 3.8446
19012 | jun | 6.2721 | 3.4192 | 2.8528 | 3.9537
19013 | jun | 6.2292 | 3.4342 | 2.795 | 4.3446
19014 | jun | 6.2205 | 3.4729 | 2.7476 | 3.7704
19015 | jun | 6.2309 | 3.4572 | 2.7737 | 4.1033
19018 | jun | 6.2663 | 3.4548 | 2.8115 | 4.8041
19020 | jun | 6.273 | 3.3549 | 2.9181 | 4.1359
19021 | jun | 6.2747 | 3.3286 | 2.9461 | 4.3868
19022 | jun | 6.2407 | 3.4294 | 2.8113 | 4.578
19023 | jun | 6.275 | 3.4377 | 2.8373 | 5.2049
19025 | jun | 6.2434 | 3.4049 | 2.8385 | 3.3777
19026 | jun | 6.2609 | 3.4603 | 2.8005 | 4.5508
19027 | jun | 6.2734 | 3.4213 | 2.8521 | 3.9082
19029 | jun | 6.2537 | 3.4151 | 2.8386 | 4.9777
19030 | jun | 6.2589 | 3.2826 | 2.9763 | 4.3983
19031 | jun | 6.2481 | 3.4282 | 2.8199 | 3.6781
19032 | jun | 6.2638 | 3.4238 | 2.84 | 5.1073
19033 | jun | 6.2514 | 3.4514 | 2.8 | 4.5489
19034 | jun | 6.2407 | 3.4187 | 2.822 | 3.4564
19035 | jun | 6.2507 | 3.4558 | 2.7949 | 4.0288
19036 | jun | 6.2649 | 3.4441 | 2.8208 | 4.9154
19038 | jun | 6.2584 | 3.4219 | 2.8364 | 3.7332
19040 | jun | 6.2348 | 3.3747 | 2.8601 | 3.1127
19041 | jun | 6.2492 | 3.4711 | 2.7782 | 4.0426
19043 | jun | 6.2598 | 3.4481 | 2.8117 | 4.761
19044 | jun | 6.2255 | 3.3847 | 2.8408 | 2.9957
19046 | jun | 6.2706 | 3.4085 | 2.8621 | 3.6934
19047 | jun | 6.2577 | 3.3266 | 2.9311 | 4.0248
19050 | jun | 6.273 | 3.4386 | 2.8344 | 5.0871
19053 | jun | 6.2584 | 3.3533 | 2.9051 | 3.7826
19054 | jun | 6.2585 | 3.2661 | 2.9923 | 4.5252
19055 | jun | 6.26 | 3.2741 | 2.9859 | 4.5137
19056 | jun | 6.264 | 3.3146 | 2.9494 | 4.2647
19057 | jun | 6.2622 | 3.2894 | 2.9727 | 4.438
19061 | jun | 6.2078 | 3.4586 | 2.7492 | 3.7776
19063 | jun | 6.2328 | 3.5084 | 2.7244 | 3.5131
19064 | jun | 6.253 | 3.4788 | 2.7741 | 4.2269
19066 | jun | 6.2648 | 3.4377 | 2.827 | 4.6414
19067 | jun | 6.2548 | 3.2618 | 2.9929 | 4.4718
19070 | jun | 6.2577 | 3.4617 | 2.7959 | 4.5626
19072 | jun | 6.2595 | 3.443 | 2.8165 | 4.3885
19073 | jun | 6.2258 | 3.5251 | 2.7007 | 3.183
19074 | jun | 6.2578 | 3.4305 | 2.8274 | 4.9061
19075 | jun | 6.2514 | 3.4215 | 2.8299 | 3.6363
19076 | jun | 6.2556 | 3.4369 | 2.8187 | 4.7916
19078 | jun | 6.2481 | 3.4342 | 2.8139 | 4.6735
19079 | jun | 6.2713 | 3.4286 | 2.8427 | 5.2242
19081 | jun | 6.2494 | 3.4658 | 2.7836 | 4.3421
19082 | jun | 6.2679 | 3.4441 | 2.8238 | 4.823
19083 | jun | 6.255 | 3.466 | 2.789 | 4.2943
19085 | jun | 6.2383 | 3.4882 | 2.7501 | 3.6181
19086 | jun | 6.2414 | 3.4721 | 2.7694 | 4.1159
19087 | jun | 6.2265 | 3.5116 | 2.7149 | 3.2328
19090 | jun | 6.2456 | 3.392 | 2.8537 | 3.3249
19094 | jun | 6.2429 | 3.4464 | 2.7965 | 4.4336
19095 | jun | 6.2686 | 3.4238 | 2.8449 | 3.8504
19096 | jun | 6.2607 | 3.4484 | 2.8124 | 4.4872
19103 | jun | 6.2528 | 3.4284 | 2.8244 | 4.7898
19104 | jun | 6.2603 | 3.43 | 2.8303 | 4.8499
19106 | jun | 6.2434 | 3.4273 | 2.8161 | 4.703
19107 | jun | 6.2477 | 3.4277 | 2.82 | 4.7186
19111 | jun | 6.2753 | 3.4131 | 2.8622 | 3.9181
19112 | jun | 6.2358 | 3.4089 | 2.8268 | 4.9486
19113 | jun | 6.255 | 3.4119 | 2.8431 | 5.0325
19114 | jun | 6.2744 | 3.3877 | 2.8867 | 4.0115
19115 | jun | 6.2787 | 3.3945 | 2.8843 | 3.8627
19116 | jun | 6.2696 | 3.3754 | 2.8942 | 3.8257
19118 | jun | 6.2585 | 3.4356 | 2.8229 | 4.0111
19119 | jun | 6.2619 | 3.4317 | 2.8302 | 4.1311
19120 | jun | 6.262 | 3.4225 | 2.8395 | 4.1163
19121 | jun | 6.2567 | 3.4291 | 2.8276 | 4.606
19122 | jun | 6.2489 | 3.4266 | 2.8223 | 4.5177
19123 | jun | 6.2467 | 3.427 | 2.8198 | 4.6071
19124 | jun | 6.2553 | 3.4199 | 2.8355 | 4.1293
19125 | jun | 6.2454 | 3.4251 | 2.8202 | 4.4295
19126 | jun | 6.2669 | 3.4238 | 2.8431 | 4.0255
19127 | jun | 6.2608 | 3.4354 | 2.8254 | 4.3877
19128 | jun | 6.2582 | 3.4376 | 2.8206 | 4.2181
19129 | jun | 6.2598 | 3.4302 | 2.8296 | 4.404
19130 | jun | 6.2544 | 3.4287 | 2.8257 | 4.7
19131 | jun | 6.264 | 3.4325 | 2.8315 | 4.6978
19132 | jun | 6.2571 | 3.4287 | 2.8283 | 4.4884
19133 | jun | 6.2525 | 3.426 | 2.8265 | 4.4017
19134 | jun | 6.2463 | 3.4233 | 2.8231 | 4.303
19135 | jun | 6.2529 | 3.4095 | 2.8434 | 4.018
19136 | jun | 6.2602 | 3.3977 | 2.8625 | 3.9713
19137 | jun | 6.2452 | 3.4189 | 2.8263 | 4.1631
19138 | jun | 6.2652 | 3.4271 | 2.8381 | 4.0607
19139 | jun | 6.2683 | 3.4324 | 2.8359 | 4.9469
19140 | jun | 6.2569 | 3.4259 | 2.831 | 4.3024
19141 | jun | 6.2626 | 3.4256 | 2.8371 | 4.1463
19142 | jun | 6.2746 | 3.429 | 2.8456 | 5.3268
19143 | jun | 6.269 | 3.4305 | 2.8385 | 5.1067
19144 | jun | 6.2611 | 3.4294 | 2.8317 | 4.2452
19145 | jun | 6.2543 | 3.4243 | 2.83 | 5.1046
19146 | jun | 6.2552 | 3.4287 | 2.8265 | 4.9433
19147 | jun | 6.2439 | 3.4277 | 2.8162 | 4.8215
19148 | jun | 6.2366 | 3.4228 | 2.8138 | 4.8978
19149 | jun | 6.2628 | 3.4126 | 2.8502 | 4.0021
19150 | jun | 6.2657 | 3.4292 | 2.8364 | 3.9637
19151 | jun | 6.2678 | 3.4392 | 2.8285 | 4.8042
19152 | jun | 6.2732 | 3.4034 | 2.8699 | 3.9558
19153 | jun | 6.2617 | 3.409 | 2.8527 | 5.2688
19154 | jun | 6.2774 | 3.3722 | 2.9052 | 4.0443
19301 | jun | 6.2113 | 3.5483 | 2.6629 | 2.7996
19310 | jun | 6.0592 | 3.5624 | 2.4968 | 1.9883
19311 | jun | 6.1268 | 3.4985 | 2.6284 | 2.9089
19312 | jun | 6.2182 | 3.5349 | 2.6833 | 2.9794
19317 | jun | 6.1795 | 3.5102 | 2.6693 | 2.8587
19319 | jun | 6.2119 | 3.5568 | 2.6552 | 2.6763
19320 | jun | 6.0839 | 3.5844 | 2.4995 | 1.6597
19330 | jun | 6.0682 | 3.5476 | 2.5206 | 2.2212
19333 | jun | 6.2227 | 3.5236 | 2.6991 | 3.105
19335 | jun | 6.1364 | 3.6022 | 2.5342 | 1.6623
19341 | jun | 6.1663 | 3.5998 | 2.5665 | 1.9654
19342 | jun | 6.2121 | 3.5295 | 2.6826 | 2.9916
19343 | jun | 6.0941 | 3.6243 | 2.4698 | 1.3103
19344 | jun | 6.0079 | 3.6272 | 2.3807 | 0.94536
19348 | jun | 6.1581 | 3.5212 | 2.6369 | 2.64
19350 | jun | 6.111 | 3.4726 | 2.6383 | 3.3301
19352 | jun | 6.0942 | 3.5059 | 2.5883 | 2.9353
19355 | jun | 6.2001 | 3.5701 | 2.63 | 2.5272
19362 | jun | 6.1829 | 3.471 | 2.7119 | 4.0358
19363 | jun | 6.1221 | 3.5047 | 2.6174 | 3.1578
19365 | jun | 6.0289 | 3.5836 | 2.4453 | 1.5869
19372 | jun | 6.1277 | 3.5933 | 2.5344 | 1.6617
19373 | jun | 6.2062 | 3.5479 | 2.6583 | 2.6956
19374 | jun | 6.1346 | 3.4989 | 2.6358 | 2.9088
19380 | jun | 6.1875 | 3.5813 | 2.6062 | 2.2284
19382 | jun | 6.1917 | 3.5678 | 2.6239 | 2.3114
19383 | jun | 6.1933 | 3.5786 | 2.6148 | 2.2094
19390 | jun | 6.1024 | 3.5225 | 2.5798 | 2.6041
19401 | jun | 6.2262 | 3.4661 | 2.7602 | 3.274
19403 | jun | 6.2171 | 3.4803 | 2.7368 | 3.0833
19405 | jun | 6.2312 | 3.4783 | 2.7529 | 3.389
19406 | jun | 6.2245 | 3.5025 | 2.722 | 3.1991
19422 | jun | 6.2251 | 3.4348 | 2.7903 | 3.2023
19425 | jun | 6.1549 | 3.6027 | 2.5522 | 1.9318
19426 | jun | 6.2063 | 3.491 | 2.7154 | 2.963
19428 | jun | 6.2407 | 3.468 | 2.7726 | 3.6556
19435 | jun | 6.0888 | 3.5616 | 2.5272 | 1.4686
19436 | jun | 6.2136 | 3.4118 | 2.8018 | 2.8155
19438 | jun | 6.1787 | 3.4631 | 2.7155 | 2.5773
19440 | jun | 6.1691 | 3.43 | 2.7391 | 2.1377
19444 | jun | 6.2486 | 3.4439 | 2.8048 | 3.8678
19446 | jun | 6.2028 | 3.4252 | 2.7776 | 2.6594
19453 | jun | 6.2 | 3.5386 | 2.6614 | 2.7295
19454 | jun | 6.2068 | 3.4059 | 2.8009 | 2.6451
19460 | jun | 6.1948 | 3.5556 | 2.6392 | 2.5952
19462 | jun | 6.2359 | 3.4497 | 2.7863 | 3.5139
19464 | jun | 6.1465 | 3.5563 | 2.5902 | 2.3152
19465 | jun | 6.1367 | 3.5856 | 2.5511 | 2.0688
19468 | jun | 6.1916 | 3.5264 | 2.6652 | 2.7566
19473 | jun | 6.1836 | 3.4916 | 2.6921 | 2.7468
19475 | jun | 6.1724 | 3.5678 | 2.6046 | 2.3815
19477 | jun | 6.2195 | 3.4113 | 2.8082 | 2.9664
19492 | jun | 6.1563 | 3.5091 | 2.6472 | 2.3699
19501 | jul | 6.2081 | 3.798 | 2.4102 | 1.4767
19503 | jun | 5.9814 | 3.6149 | 2.3665 | 0.063894
19504 | jun | 5.9871 | 3.6064 | 2.3806 | 0.22321
19505 | jun | 5.9961 | 3.6178 | 2.3783 | 0.40002
19506 | jul | 6.1394 | 3.6855 | 2.4539 | 1.5193
19507 | jul | 6.0783 | 3.6028 | 2.4755 | 1.166
19508 | jun | 6.0268 | 3.623 | 2.4037 | 1.3289
19510 | jul | 6.1576 | 3.8606 | 2.297 | 0.5762
19512 | jun | 6.0093 | 3.6261 | 2.3832 | 0.74567
19518 | jun | 6.0687 | 3.6143 | 2.4544 | 1.5328
19520 | jun | 6.0623 | 3.6226 | 2.4397 | 1.3121
19522 | jul | 6.1445 | 3.8961 | 2.2484 | 0.24408
19525 | jun | 6.0997 | 3.5662 | 2.5335 | 1.6576
19526 | jul | 6.0762 | 3.7681 | 2.3081 | 0.40858
19529 | jul | 6.0253 | 3.8126 | 2.2127 | -0.22125
19530 | jul | 6.115 | 3.8714 | 2.2436 | 0.23313
19533 | jul | 6.1781 | 3.7851 | 2.3931 | 1.3308
19534 | jul | 6.0723 | 3.8235 | 2.2489 | 0.14371
19539 | jun | 5.9142 | 3.6369 | 2.2772 | 0.18934
19540 | jun | 5.9836 | 3.6089 | 2.3748 | 1.287
19541 | jul | 6.14 | 3.7528 | 2.3873 | 1.1681
19543 | jun | 5.9992 | 3.6258 | 2.3733 | 1.0596
19547 | jun | 5.951 | 3.6629 | 2.2882 | 0.3693
19549 | jul | 6.0467 | 3.7527 | 2.294 | 0.16761
19551 | jul | 6.2045 | 3.6819 | 2.5226 | 2.1044
19555 | jul | 6.1271 | 3.8099 | 2.3171 | 0.64607
19560 | jul | 6.1877 | 3.8721 | 2.3156 | 0.77959
19562 | jun | 5.9032 | 3.6418 | 2.2615 | 0.20555
19565 | jul | 6.1983 | 3.7314 | 2.4669 | 1.8637
19567 | jul | 6.204 | 3.624 | 2.5799 | 2.2637
19601 | jul | 6.2035 | 3.8519 | 2.3517 | 1.1472
19602 | jul | 6.2119 | 3.8801 | 2.3318 | 1.0802
19604 | jul | 6.2042 | 3.8752 | 2.329 | 0.98456
19605 | jul | 6.1894 | 3.8294 | 2.3599 | 1.1106
19606 | jun | 5.9726 | 3.6478 | 2.3249 | 0.93019
19607 | jun | 5.973 | 3.6233 | 2.3497 | 1.2159
19608 | jul | 6.2016 | 3.7886 | 2.413 | 1.5502
19609 | jul | 6.2045 | 3.8178 | 2.3868 | 1.4018
19610 | jul | 6.2038 | 3.8276 | 2.3761 | 1.326
19611 | jul | 6.2097 | 3.8625 | 2.3472 | 1.1724
19701 | jun | 6.1924 | 3.3453 | 2.8471 | 5.7625
19702 | jun | 6.1711 | 3.3754 | 2.7957 | 5.2081
19703 | jun | 6.2017 | 3.4192 | 2.7825 | 4.1678
19706 | jun | 6.2213 | 3.2662 | 2.955 | 6.4367
19707 | jun | 6.1364 | 3.4547 | 2.6818 | 3.3815
19709 | jun | 6.2213 | 3.3555 | 2.8658 | 6.0696
19711 | jun | 6.1265 | 3.4273 | 2.6992 | 4.0238
19713 | jun | 6.1521 | 3.3915 | 2.7607 | 4.6753
19716 | jun | 6.1368 | 3.4164 | 2.7204 | 4.4048
19717 | jun | 6.1321 | 3.4246 | 2.7075 | 4.2518
19720 | jun | 6.1882 | 3.3228 | 2.8654 | 5.3966
19734 | jun | 6.2307 | 3.3801 | 2.8505 | 6.0354
19736 | jun | 6.1481 | 3.4523 | 2.6958 | 3.3749
19801 | jun | 6.172 | 3.3589 | 2.8132 | 4.4909
19802 | jun | 6.171 | 3.3839 | 2.7871 | 4.1954
19803 | jun | 6.1763 | 3.4371 | 2.7392 | 3.6324
19804 | jun | 6.1551 | 3.3757 | 2.7795 | 4.3366
19805 | jun | 6.1509 | 3.3887 | 2.7622 | 3.9824
19806 | jun | 6.161 | 3.3967 | 2.7643 | 3.9196
19807 | jun | 6.1581 | 3.4475 | 2.7106 | 3.4052
19808 | jun | 6.134 | 3.4103 | 2.7237 | 3.9116
19809 | jun | 6.1829 | 3.3899 | 2.793 | 4.2753
19810 | jun | 6.192 | 3.4463 | 2.7457 | 3.7225
19901 | jul | 6.3247 | 3.3265 | 2.9982 | 6.1933
19902 | jun | 6.1551 | 3.1149 | 3.0402 | 6.3301
19904 | jul | 6.3782 | 3.4638 | 2.9144 | 5.8233
19930 | jun | 5.7714 | 2.7616 | 3.0097 | 4.2673
19931 | jun | 6.0686 | 3.2273 | 2.8413 | 4.5428
19933 | jun | 6.0863 | 3.2592 | 2.8271 | 4.802
19934 | jul | 6.3472 | 3.4616 | 2.8856 | 5.8493
19938 | jul | 6.3974 | 3.4955 | 2.9018 | 5.8605
19939 | jun | 5.8083 | 2.8857 | 2.9226 | 4.1138
19940 | jun | 5.9963 | 3.185 | 2.8113 | 4.0503
19941 | jun | 6.0379 | 3.1099 | 2.928 | 4.8429
19943 | jun | 6.1881 | 3.3254 | 2.8627 | 5.7441
19944 | jun | 5.7055 | 2.7585 | 2.947 | 4.0586
19945 | jun | 5.804 | 2.9033 | 2.9007 | 3.9413
19946 | jun | 6.1323 | 3.0804 | 3.0518 | 6.1971
19947 | jun | 5.9654 | 3.0848 | 2.8806 | 4.2941
19950 | jun | 6.1214 | 3.2717 | 2.8497 | 5.0969
19951 | jun | 5.8722 | 2.9196 | 2.9526 | 4.4642
19952 | jun | 6.1783 | 3.3002 | 2.8781 | 5.5494
19953 | jul | 6.3714 | 3.4866 | 2.8848 | 5.8846
19954 | jun | 6.1251 | 3.2221 | 2.903 | 5.3057
19956 | jun | 5.9997 | 3.1781 | 2.8215 | 4.1509
19958 | jun | 5.8374 | 2.8307 | 3.0067 | 4.6563
19960 | jun | 6.0526 | 3.098 | 2.9546 | 5.1603
19962 | jul | 6.2919 | 3.296 | 2.9959 | 6.1664
19963 | jul | 6.2154 | 3.1523 | 3.0631 | 5.6457
19964 | jul | 6.3573 | 3.5001 | 2.8572 | 5.9614
19966 | jun | 5.852 | 2.9608 | 2.8912 | 4.0718
19967 | jun | 5.7663 | 2.7898 | 2.9765 | 4.1858
19968 | jun | 5.9394 | 2.9555 | 2.9839 | 4.7536
19970 | jun | 5.7673 | 2.7778 | 2.9895 | 4.2187
19971 | jun | 5.7941 | 2.7647 | 3.0294 | 4.6331
19973 | jun | 6.07 | 3.2351 | 2.8349 | 4.6284
19975 | jun | 5.7608 | 2.8341 | 2.9267 | 3.9847
19977 | jul | 6.3783 | 3.4601 | 2.9182 | 5.9862
19979 | jul | 6.3254 | 3.4448 | 2.8805 | 5.6954
20001 | jun | 6.4531 | 3.0144 | 3.4387 | 10.4048
20002 | jun | 6.4394 | 3.0367 | 3.4028 | 10.1477
20003 | jun | 6.4517 | 3.0113 | 3.4404 | 10.4112
20004 | jun | 6.467 | 2.9907 | 3.4763 | 10.6711
20005 | jun | 6.466 | 2.9955 | 3.4705 | 10.6422
20006 | jun | 6.4736 | 2.9805 | 3.4931 | 10.8016
20007 | jun | 6.4756 | 2.9698 | 3.5058 | 10.892
20008 | jun | 6.4466 | 3.0035 | 3.4431 | 10.4066
20009 | jun | 6.458 | 3.0047 | 3.4533 | 10.5142
20010 | jun | 6.4405 | 3.0225 | 3.418 | 10.2193
20011 | jun | 6.4177 | 3.0457 | 3.372 | 9.8277
20012 | jun | 6.3891 | 3.0629 | 3.3263 | 9.4244
20015 | jun | 6.4056 | 3.0344 | 3.3712 | 9.8101
20016 | jun | 6.4397 | 2.988 | 3.4517 | 10.4431
20017 | jun | 6.4215 | 3.0571 | 3.3644 | 9.7967
20018 | jun | 6.4227 | 3.0633 | 3.3595 | 9.7973
20019 | jun | 6.422 | 3.0598 | 3.3622 | 9.8565
20020 | jun | 6.4514 | 3.0038 | 3.4476 | 10.4597
20024 | jun | 6.4746 | 2.9749 | 3.4997 | 10.8287
20032 | jun | 6.4806 | 2.9531 | 3.5275 | 11.0061
20036 | jun | 6.4703 | 2.9883 | 3.482 | 10.7241
20037 | jun | 6.4785 | 2.9746 | 3.5038 | 10.8765
20041 | jun | 6.0645 | 3.032 | 3.0325 | 7.6081
20057 | jun | 6.4845 | 2.9667 | 3.5178 | 10.9927
20059 | jun | 6.4508 | 3.0179 | 3.4329 | 10.3632
20064 | jun | 6.4228 | 3.0506 | 3.3722 | 9.8506
20105 | jul | 6.1313 | 3.2696 | 2.8617 | 6.9651
20106 | jun | 5.9796 | 3.2792 | 2.7004 | 7.1961
20109 | jun | 6.1181 | 3.0488 | 3.0694 | 8.2131
20110 | jun | 6.1701 | 2.9887 | 3.1814 | 8.7547
20111 | jun | 6.2111 | 2.9431 | 3.268 | 9.0783
20112 | jun | 6.2341 | 2.936 | 3.2981 | 9.2675
20115 | jun | 6.0049 | 3.3196 | 2.6853 | 6.7428
20117 | jul | 6.0796 | 3.3432 | 2.7364 | 6.3264
20119 | jun | 6.1387 | 3.0853 | 3.0534 | 8.1021
20120 | jun | 6.1034 | 3.0354 | 3.0679 | 7.9837
20121 | jun | 6.1382 | 2.996 | 3.1422 | 8.3835
20124 | jun | 6.2203 | 2.9234 | 3.2969 | 9.1479
20129 | jul | 6.1712 | 3.2528 | 2.9185 | 6.6201
20130 | jul | 5.9774 | 3.373 | 2.6044 | 6.3735
20132 | jul | 6.0754 | 3.3141 | 2.7613 | 6.0972
20135 | jul | 6.0225 | 3.3575 | 2.665 | 6.2378
20136 | jun | 6.122 | 3.0476 | 3.0743 | 8.3289
20137 | jun | 6.054 | 3.2606 | 2.7934 | 6.8778
20141 | jul | 6.0551 | 3.3457 | 2.7094 | 6.1104
20143 | jun | 6.0815 | 3.1223 | 2.9591 | 7.6402
20144 | jun | 5.9702 | 3.3555 | 2.6147 | 6.3529
20147 | jul | 6.204 | 3.2379 | 2.9661 | 7.2909
20148 | jul | 6.1789 | 3.2461 | 2.9328 | 7.1901
20151 | jun | 6.0838 | 3.0164 | 3.0674 | 7.8411
20152 | jun | 6.0698 | 3.1041 | 2.9657 | 7.4888
20155 | jun | 6.0765 | 3.1487 | 2.9278 | 7.571
20158 | jul | 6.1291 | 3.2949 | 2.8343 | 6.3545
20164 | jun | 6.127 | 3.072 | 3.055 | 7.7117
20165 | jun | 6.1499 | 3.1034 | 3.0465 | 7.6883
20166 | jun | 6.0823 | 3.0991 | 2.9832 | 7.472
20169 | jun | 6.0609 | 3.2216 | 2.8392 | 7.085
20170 | jun | 6.127 | 3.0394 | 3.0876 | 7.8515
20171 | jun | 6.0915 | 2.9993 | 3.0922 | 7.861
20175 | jul | 6.1658 | 3.2769 | 2.8889 | 6.7116
20176 | jul | 6.2038 | 3.2292 | 2.9746 | 6.8782
20180 | jul | 6.1195 | 3.2388 | 2.8807 | 6.337
20181 | jun | 6.1359 | 3.0531 | 3.0828 | 8.303
20184 | jul | 6.0009 | 3.3734 | 2.6275 | 6.2413
20186 | jun | 6.056 | 3.2502 | 2.8058 | 7.2555
20187 | jun | 6.0704 | 3.2241 | 2.8463 | 7.1897
20190 | jun | 6.1698 | 3.0091 | 3.1607 | 8.2179
20191 | jun | 6.1501 | 2.9911 | 3.159 | 8.2091
20192 | jun | 6.1371 | 3.0064 | 3.1307 | 8.0665
20194 | jun | 6.1646 | 3.029 | 3.1356 | 8.0891
20197 | jul | 6.1439 | 3.2594 | 2.8845 | 6.471
20198 | jul | 6.0556 | 3.3465 | 2.7091 | 6.5368
20601 | jun | 6.3797 | 3.0345 | 3.3452 | 9.9235
20602 | jun | 6.3772 | 2.9937 | 3.3836 | 10.2363
20603 | jun | 6.4275 | 2.9153 | 3.5122 | 11.0668
20606 | jun | 6.3839 | 3.0759 | 3.308 | 9.4054
20607 | jun | 6.4767 | 2.8718 | 3.6049 | 11.6187
20608 | jun | 6.3486 | 3.1537 | 3.1949 | 8.747
20609 | jun | 6.3883 | 3.0788 | 3.3095 | 9.3687
20611 | jun | 6.4395 | 2.9468 | 3.4927 | 10.6724
20613 | jun | 6.3814 | 3.0763 | 3.3051 | 9.5597
20615 | jun | 6.4117 | 3.1255 | 3.2862 | 8.6279
20616 | jun | 6.493 | 2.8229 | 3.6701 | 12.0342
20617 | jun | 6.3802 | 3.0349 | 3.3453 | 9.8631
20618 | jun | 6.4003 | 3.0602 | 3.3401 | 9.5839
20619 | jun | 6.3856 | 3.1079 | 3.2776 | 8.7745
20620 | jun | 6.3831 | 3.1037 | 3.2794 | 8.8808
20621 | jun | 6.4114 | 3.0605 | 3.3509 | 9.5823
20622 | jun | 6.4159 | 3.04 | 3.3759 | 9.8192
20623 | jun | 6.4119 | 3.0386 | 3.3733 | 9.9753
20624 | jun | 6.4033 | 3.0889 | 3.3144 | 9.2626
20625 | jun | 6.4054 | 3.0397 | 3.3657 | 9.8079
20626 | jun | 6.3881 | 3.0732 | 3.315 | 9.4291
20628 | jun | 6.3503 | 3.0984 | 3.2519 | 8.7149
20630 | jun | 6.3745 | 3.1023 | 3.2722 | 8.8133
20632 | jun | 6.4469 | 2.9623 | 3.4846 | 10.5389
20634 | jun | 6.3869 | 3.1025 | 3.2844 | 8.8476
20636 | jun | 6.3948 | 3.1147 | 3.2801 | 8.7288
20637 | jun | 6.377 | 3.0942 | 3.2828 | 9.3026
20639 | jun | 6.3388 | 3.1913 | 3.1476 | 8.2087
20640 | jun | 6.4361 | 2.8287 | 3.6074 | 11.5634
20645 | jun | 6.423 | 3.0137 | 3.4093 | 10.0831
20646 | jun | 6.4268 | 2.9211 | 3.5058 | 10.9041
20650 | jun | 6.3845 | 3.1002 | 3.2843 | 9.0238
20653 | jun | 6.3963 | 3.0973 | 3.299 | 8.8573
20656 | jun | 6.4035 | 3.1023 | 3.3012 | 9.0416
20657 | jun | 6.374 | 3.1081 | 3.2659 | 8.2878
20658 | jun | 6.4397 | 2.8219 | 3.6179 | 11.6487
20659 | jun | 6.4117 | 3.0958 | 3.3159 | 9.1666
20662 | jun | 6.4135 | 2.8761 | 3.5375 | 11.0521
20664 | jun | 6.4327 | 2.9992 | 3.4335 | 10.1951
20667 | jun | 6.3907 | 3.0975 | 3.2932 | 8.8659
20670 | jun | 6.3997 | 3.097 | 3.3026 | 8.8063
20674 | jun | 6.3728 | 3.1064 | 3.2663 | 8.8114
20675 | jun | 6.4238 | 2.8863 | 3.5375 | 11.2597
20676 | jun | 6.3852 | 3.1559 | 3.2292 | 8.4113
20677 | jun | 6.4514 | 2.8934 | 3.558 | 11.1593
20678 | jun | 6.3636 | 3.171 | 3.1927 | 8.362
20680 | jun | 6.3377 | 3.0994 | 3.2384 | 8.6735
20684 | jun | 6.3537 | 3.099 | 3.2546 | 8.7306
20685 | jun | 6.3999 | 3.1229 | 3.277 | 8.5163
20687 | jun | 6.3377 | 3.0994 | 3.2384 | 8.6735
20688 | jun | 6.3868 | 3.1056 | 3.2812 | 8.5777
20689 | jun | 6.3232 | 3.2106 | 3.1126 | 7.9364
20690 | jun | 6.3804 | 3.1088 | 3.2716 | 8.8539
20692 | jun | 6.3805 | 3.1048 | 3.2757 | 8.8506
20693 | jun | 6.4649 | 2.883 | 3.5819 | 11.1941
20695 | jun | 6.4066 | 2.9291 | 3.4775 | 10.8612
20701 | jun | 6.3503 | 3.1922 | 3.1581 | 7.8929
20705 | jun | 6.3589 | 3.1783 | 3.1806 | 7.9589
20706 | jun | 6.3634 | 3.1614 | 3.202 | 8.4638
20707 | jun | 6.3449 | 3.1965 | 3.1483 | 7.5605
20708 | jun | 6.3563 | 3.1917 | 3.1646 | 7.9631
20710 | jun | 6.3951 | 3.1125 | 3.2826 | 9.1439
20711 | jun | 6.3358 | 3.1975 | 3.1383 | 8.1105
20712 | jun | 6.4072 | 3.0826 | 3.3245 | 9.4648
20714 | jun | 6.2962 | 3.2276 | 3.0686 | 7.685
20715 | jun | 6.3399 | 3.2039 | 3.136 | 7.9982
20716 | jun | 6.3276 | 3.2085 | 3.1191 | 7.8957
20720 | jun | 6.3434 | 3.1937 | 3.1498 | 8.0871
20721 | jun | 6.335 | 3.1843 | 3.1507 | 8.2103
20722 | jun | 6.407 | 3.0884 | 3.3186 | 9.4535
20723 | jun | 6.3256 | 3.197 | 3.1286 | 7.4392
20724 | jun | 6.3542 | 3.1964 | 3.1578 | 7.8711
20732 | jun | 6.3237 | 3.2119 | 3.1118 | 7.9095
20733 | jun | 6.2962 | 3.2276 | 3.0686 | 7.685
20735 | jun | 6.4407 | 2.9692 | 3.4715 | 10.6804
20736 | jun | 6.3238 | 3.1983 | 3.1255 | 8.1156
20737 | jun | 6.3863 | 3.1277 | 3.2586 | 8.8727
20740 | jun | 6.3737 | 3.1435 | 3.2301 | 8.5011
20742 | jun | 6.3787 | 3.1288 | 3.25 | 8.707
20743 | jun | 6.3981 | 3.0911 | 3.307 | 9.4464
20744 | jun | 6.4886 | 2.9051 | 3.5835 | 11.4089
20745 | jun | 6.4872 | 2.9314 | 3.5558 | 11.1985
20746 | jun | 6.4258 | 3.0282 | 3.3976 | 10.1239
20747 | jun | 6.403 | 3.0714 | 3.3316 | 9.633
20748 | jun | 6.4443 | 2.9917 | 3.4526 | 10.5148
20751 | jun | 6.2976 | 3.2272 | 3.0704 | 7.6904
20754 | jun | 6.3313 | 3.1913 | 3.14 | 8.2188
20755 | jun | 6.3629 | 3.1967 | 3.1662 | 8.0811
20758 | jun | 6.3054 | 3.2187 | 3.0867 | 7.8152
20759 | jun | 6.2877 | 3.1988 | 3.0889 | 7.0716
20762 | jun | 6.412 | 3.0422 | 3.3698 | 9.9235
20763 | jun | 6.3405 | 3.1931 | 3.1475 | 7.7194
20764 | jun | 6.3384 | 3.2145 | 3.1239 | 7.8185
20769 | jun | 6.3521 | 3.1814 | 3.1707 | 8.1981
20770 | jun | 6.3674 | 3.1641 | 3.2033 | 8.2923
20771 | jun | 6.3623 | 3.1695 | 3.1928 | 8.2888
20772 | jun | 6.3702 | 3.1332 | 3.237 | 8.9368
20774 | jun | 6.3468 | 3.169 | 3.1778 | 8.4249
20776 | jun | 6.3505 | 3.2077 | 3.1428 | 7.9485
20777 | jun | 6.2477 | 3.1964 | 3.0513 | 6.9241
20778 | jun | 6.3321 | 3.218 | 3.1141 | 7.8154
20779 | jun | 6.3013 | 3.2252 | 3.0761 | 7.7186
20781 | jun | 6.3991 | 3.103 | 3.2961 | 9.2529
20782 | jun | 6.3939 | 3.0968 | 3.2971 | 9.1786
20783 | jun | 6.37 | 3.1228 | 3.2472 | 8.6602
20784 | jun | 6.3796 | 3.1376 | 3.2421 | 8.7996
20785 | jun | 6.3826 | 3.1253 | 3.2572 | 9.037
20794 | jun | 6.345 | 3.1886 | 3.1564 | 7.8464
20812 | jun | 6.3575 | 3.0125 | 3.345 | 9.5188
20814 | jun | 6.3428 | 3.0537 | 3.2891 | 9.1393
20815 | jun | 6.3819 | 3.0401 | 3.3418 | 9.5704
20816 | jun | 6.3946 | 3.0023 | 3.3923 | 9.9298
20817 | jun | 6.3226 | 3.0367 | 3.2859 | 9.0554
20818 | jun | 6.3371 | 3.0134 | 3.3237 | 9.3233
20832 | jun | 6.1973 | 3.1729 | 3.0244 | 7.0796
20833 | jul | 6.3623 | 3.3622 | 3.0002 | 6.5868
20837 | jul | 6.2445 | 3.2284 | 3.0161 | 7.4912
20838 | jul | 6.2696 | 3.2248 | 3.0448 | 6.9233
20839 | jul | 6.2597 | 3.207 | 3.0527 | 7.3203
20841 | jul | 6.2655 | 3.2454 | 3.0201 | 7.0794
20842 | jul | 6.2564 | 3.2111 | 3.0452 | 7.1197
20850 | jun | 6.2241 | 3.118 | 3.1062 | 7.7475
20851 | jun | 6.2425 | 3.1241 | 3.1184 | 7.7961
20852 | jun | 6.2737 | 3.0958 | 3.1779 | 8.2527
20853 | jun | 6.2231 | 3.1452 | 3.0779 | 7.5046
20854 | jun | 6.2544 | 3.0633 | 3.1911 | 8.3292
20855 | jun | 6.1902 | 3.1563 | 3.0339 | 7.2645
20860 | jun | 6.2256 | 3.1797 | 3.0459 | 7.0958
20861 | jun | 6.2481 | 3.1872 | 3.0609 | 7.0807
20862 | jun | 6.2121 | 3.1916 | 3.0206 | 6.8695
20866 | jun | 6.3189 | 3.1926 | 3.1262 | 7.3633
20868 | jun | 6.2819 | 3.1851 | 3.0969 | 7.2721
20871 | jul | 6.2499 | 3.2429 | 3.007 | 6.489
20872 | jul | 6.2571 | 3.2489 | 3.0082 | 6.2881
20874 | jul | 6.2766 | 3.272 | 3.0046 | 7.3508
20876 | jul | 6.264 | 3.2859 | 2.9781 | 6.6567
20877 | jun | 6.1725 | 3.1533 | 3.0192 | 7.2697
20878 | jun | 6.1886 | 3.1264 | 3.0622 | 7.5892
20879 | jul | 6.317 | 3.3303 | 2.9867 | 6.9745
20882 | jul | 6.3013 | 3.3159 | 2.9854 | 6.4492
20886 | jul | 6.3023 | 3.3168 | 2.9856 | 6.9183
20895 | jun | 6.3205 | 3.0847 | 3.2358 | 8.7154
20901 | jun | 6.3455 | 3.1148 | 3.2306 | 8.5543
20902 | jun | 6.3111 | 3.1171 | 3.1939 | 8.3015
20903 | jun | 6.3554 | 3.124 | 3.2314 | 8.5249
20904 | jun | 6.3204 | 3.1611 | 3.1593 | 7.8176
20905 | jun | 6.2775 | 3.1771 | 3.1004 | 7.3647
20906 | jun | 6.2563 | 3.1461 | 3.1103 | 7.6518
20910 | jun | 6.3611 | 3.082 | 3.2791 | 9.0224
20912 | jun | 6.3845 | 3.0861 | 3.2983 | 9.1693
21001 | jun | 6.3116 | 3.3541 | 2.9575 | 6.6499
21005 | jun | 6.34 | 3.3378 | 3.0022 | 7.2544
21009 | jun | 6.377 | 3.302 | 3.075 | 7.2853
21010 | jun | 6.42 | 3.263 | 3.157 | 8.0177
21012 | jun | 6.4355 | 3.1813 | 3.2542 | 8.5069
21013 | jun | 6.3175 | 3.2846 | 3.0329 | 6.748
21014 | jun | 6.3116 | 3.3302 | 2.9814 | 6.4446
21015 | jun | 6.3093 | 3.3459 | 2.9634 | 6.4146
21017 | jun | 6.363 | 3.3239 | 3.0392 | 7.1782
21028 | jun | 6.2891 | 3.368 | 2.9211 | 6.1881
21029 | jul | 6.4422 | 3.3995 | 3.0426 | 6.7449
21030 | jul | 6.4923 | 3.428 | 3.0643 | 6.7551
21031 | jul | 6.5 | 3.4328 | 3.0672 | 6.781
21032 | jun | 6.4089 | 3.1809 | 3.228 | 8.5434
21034 | jun | 6.249 | 3.3971 | 2.852 | 5.6136
21035 | jun | 6.3587 | 3.2046 | 3.1541 | 8.0131
21036 | jul | 6.3892 | 3.3534 | 3.0358 | 6.4957
21037 | jun | 6.3726 | 3.2053 | 3.1673 | 7.9793
21040 | jun | 6.4114 | 3.2791 | 3.1323 | 7.7269
21042 | jul | 6.4491 | 3.3506 | 3.0985 | 6.7479
21043 | jul | 6.5329 | 3.3864 | 3.1465 | 7.4918
21044 | jun | 6.2785 | 3.1989 | 3.0796 | 6.989
21045 | jun | 6.3101 | 3.1875 | 3.1226 | 7.4319
21046 | jun | 6.3172 | 3.1926 | 3.1246 | 7.4453
21047 | jun | 6.3103 | 3.3073 | 3.003 | 6.5351
21048 | jul | 6.3068 | 3.3085 | 2.9983 | 6.2889
21050 | jul | 6.4867 | 3.5743 | 2.9124 | 5.8829
21051 | jun | 6.3622 | 3.2622 | 3.1 | 7.1706
21053 | jul | 6.2956 | 3.3885 | 2.9071 | 5.3905
21054 | jun | 6.3792 | 3.1924 | 3.1868 | 8.2902
21056 | jun | 6.4635 | 3.1852 | 3.2783 | 8.4738
21057 | jun | 6.3743 | 3.2314 | 3.1429 | 7.439
21060 | jun | 6.5006 | 3.1168 | 3.3838 | 9.3021
21061 | jun | 6.4587 | 3.1355 | 3.3232 | 8.9642
21071 | jul | 6.3993 | 3.3497 | 3.0496 | 6.5076
21074 | jul | 6.282 | 3.3313 | 2.9507 | 5.9455
21075 | jun | 6.3537 | 3.1703 | 3.1833 | 8.0111
21076 | jun | 6.3808 | 3.1685 | 3.2123 | 8.2771
21077 | jun | 6.3984 | 3.1641 | 3.2342 | 8.4365
21078 | jun | 6.2382 | 3.3956 | 2.8426 | 5.8474
21082 | jun | 6.3525 | 3.2601 | 3.0924 | 7.1242
21084 | jul | 6.4542 | 3.5376 | 2.9165 | 5.6806
21085 | jun | 6.4007 | 3.2683 | 3.1324 | 7.5591
21087 | jun | 6.4002 | 3.2485 | 3.1517 | 7.5494
21090 | jun | 6.441 | 3.1312 | 3.3098 | 8.7778
21093 | jul | 6.5471 | 3.4431 | 3.104 | 7.1156
21102 | jul | 6.2595 | 3.3068 | 2.9527 | 5.6048
21104 | jul | 6.39 | 3.3199 | 3.0701 | 6.5396
21108 | jun | 6.4298 | 3.1653 | 3.2645 | 8.775
21111 | jul | 6.4661 | 3.4695 | 2.9966 | 6.2003
21113 | jun | 6.3695 | 3.1953 | 3.1742 | 8.214
21114 | jun | 6.368 | 3.1965 | 3.1716 | 8.1962
21117 | jul | 6.4627 | 3.3707 | 3.092 | 6.6867
21120 | jul | 6.3481 | 3.4136 | 2.9344 | 5.6862
21122 | jun | 6.4782 | 3.1573 | 3.3209 | 8.8981
21128 | jun | 6.4317 | 3.2139 | 3.2178 | 7.9802
21131 | jul | 6.5375 | 3.4789 | 3.0586 | 6.857
21132 | jul | 6.4239 | 3.5524 | 2.8716 | 5.2393
21133 | jul | 6.4569 | 3.3542 | 3.1027 | 6.8197
21136 | jul | 6.3904 | 3.3539 | 3.0365 | 6.4567
21140 | jun | 6.3825 | 3.1994 | 3.1831 | 8.1414
21144 | jun | 6.4073 | 3.1694 | 3.2379 | 8.537
21146 | jun | 6.4451 | 3.1657 | 3.2794 | 8.8413
21152 | jul | 6.4353 | 3.4153 | 3.02 | 6.4254
21153 | jul | 6.5221 | 3.4084 | 3.1138 | 6.928
21154 | jul | 6.4675 | 3.5897 | 2.8777 | 5.5725
21155 | jul | 6.3341 | 3.3573 | 2.9768 | 6.1992
21156 | jun | 6.4145 | 3.2475 | 3.167 | 7.7059
21157 | jul | 6.2734 | 3.2573 | 3.0161 | 6.1488
21158 | jul | 6.2785 | 3.1467 | 3.1318 | 6.1854
21160 | jul | 6.4639 | 3.6118 | 2.8521 | 5.3866
21161 | jul | 6.389 | 3.4786 | 2.9104 | 5.4501
21162 | jun | 6.4465 | 3.2199 | 3.2266 | 8.1224
21163 | jul | 6.4386 | 3.3422 | 3.0964 | 6.7759
21201 | jun | 6.4689 | 3.1188 | 3.3501 | 8.811
21202 | jun | 6.4852 | 3.1122 | 3.3729 | 8.9437
21204 | jun | 6.3515 | 3.1922 | 3.1594 | 7.4674
21205 | jun | 6.5055 | 3.114 | 3.3916 | 9.0559
21206 | jun | 6.4688 | 3.1483 | 3.3205 | 8.5942
21207 | jul | 6.5706 | 3.4039 | 3.1668 | 7.6523
21208 | jul | 6.5318 | 3.4009 | 3.131 | 7.1166
21209 | jun | 6.3534 | 3.1809 | 3.1725 | 7.5982
21210 | jun | 6.3928 | 3.1647 | 3.2281 | 7.9623
21211 | jun | 6.4191 | 3.1468 | 3.2723 | 8.2881
21212 | jun | 6.4021 | 3.1643 | 3.2377 | 8.0069
21213 | jun | 6.4895 | 3.1197 | 3.3698 | 8.8935
21214 | jun | 6.4504 | 3.1485 | 3.3019 | 8.4322
21215 | jun | 6.3596 | 3.1721 | 3.1875 | 7.7455
21216 | jun | 6.3981 | 3.1504 | 3.2477 | 8.1796
21217 | jun | 6.4381 | 3.1338 | 3.3043 | 8.5217
21218 | jun | 6.4535 | 3.1345 | 3.319 | 8.5626
21219 | jun | 6.5182 | 3.1455 | 3.3727 | 9.1327
21220 | jun | 6.4621 | 3.2047 | 3.2574 | 8.3893
21221 | jun | 6.4984 | 3.1649 | 3.3335 | 8.8273
21222 | jun | 6.5332 | 3.1188 | 3.4144 | 9.3
21223 | jun | 6.446 | 3.1254 | 3.3206 | 8.6722
21224 | jun | 6.5261 | 3.1083 | 3.4178 | 9.2589
21225 | jun | 6.511 | 3.0962 | 3.4148 | 9.3458
21226 | jun | 6.5344 | 3.0985 | 3.436 | 9.501
21227 | jun | 6.4391 | 3.1243 | 3.3148 | 8.7414
21228 | jul | 6.5741 | 3.3937 | 3.1805 | 7.8526
21229 | jun | 6.3993 | 3.1444 | 3.2549 | 8.2881
21230 | jun | 6.4905 | 3.1032 | 3.3873 | 9.092
21231 | jun | 6.51 | 3.1009 | 3.4092 | 9.1716
21234 | jun | 6.4147 | 3.1854 | 3.2293 | 7.9683
21236 | jun | 6.4341 | 3.194 | 3.2402 | 8.0962
21237 | jun | 6.473 | 3.1621 | 3.3109 | 8.5778
21239 | jun | 6.4274 | 3.1557 | 3.2718 | 8.2192
21240 | jun | 6.4286 | 3.1458 | 3.2828 | 8.6915
21244 | jul | 6.5105 | 3.3747 | 3.1358 | 7.1848
21250 | jun | 6.3936 | 3.1417 | 3.252 | 8.3524
21251 | jun | 6.461 | 3.1348 | 3.3262 | 8.5829
21252 | jun | 6.3795 | 3.181 | 3.1985 | 7.7429
21286 | jun | 6.3776 | 3.1945 | 3.1831 | 7.63
21401 | jun | 6.403 | 3.1886 | 3.2143 | 8.3397
21402 | jun | 6.4043 | 3.1907 | 3.2136 | 8.1961
21403 | jun | 6.3802 | 3.1962 | 3.1839 | 8.0407
21409 | jun | 6.4259 | 3.1886 | 3.2373 | 8.2871
21502 | jun | 5.5659 | 3.2338 | 2.3322 | 3.0774
21520 | jun | 4.9894 | 3.9844 | 1.0051 | -8.5972
21521 | jun | 5.1171 | 3.7389 | 1.3782 | -4.9584
21522 | jun | 4.9791 | 3.9546 | 1.0245 | -8.5162
21523 | jun | 5.0841 | 3.7761 | 1.308 | -5.384
21530 | jun | 5.6518 | 3.1617 | 2.4902 | 4.4987
21531 | jun | 5.0183 | 3.9991 | 1.0192 | -8.036
21532 | jun | 5.2108 | 3.6602 | 1.5506 | -3.7874
21536 | jun | 5.0415 | 3.8999 | 1.1416 | -7.5419
21538 | jun | 4.9313 | 3.9597 | 0.97151 | -8.3006
21539 | jun | 5.1524 | 3.7115 | 1.4409 | -4.5768
21540 | jun | 5.1673 | 3.6751 | 1.4922 | -3.4812
21541 | jun | 4.9176 | 4.0359 | 0.88165 | -9.3451
21545 | jun | 5.3268 | 3.5466 | 1.7802 | -1.9755
21550 | jun | 4.8335 | 4.1484 | 0.68515 | -10.8225
21555 | jun | 5.7003 | 3.0786 | 2.6217 | 5.885
21557 | jun | 5.3613 | 3.452 | 1.9093 | 0.026056
21561 | jun | 4.9724 | 3.9273 | 1.0451 | -7.8912
21562 | jun | 5.2338 | 3.602 | 1.6318 | -2.3029
21601 | jun | 6.3396 | 3.233 | 3.1066 | 6.549
21607 | jul | 6.409 | 3.4875 | 2.9215 | 6.2662
21610 | jul | 6.5118 | 3.548 | 2.9638 | 7.0811
21612 | jun | 6.4358 | 3.1547 | 3.2811 | 6.8164
21613 | jun | 6.3366 | 3.1239 | 3.2127 | 6.7211
21617 | jun | 6.3236 | 3.3447 | 2.9789 | 6.936
21619 | jun | 6.3951 | 3.2216 | 3.1735 | 7.6331
21620 | jul | 6.5223 | 3.5114 | 3.0109 | 7.2194
21622 | jun | 6.3602 | 3.0983 | 3.2618 | 7.3119
21623 | jul | 6.4664 | 3.5041 | 2.9623 | 6.6727
21625 | jun | 6.3182 | 3.2859 | 3.0323 | 6.5873
21626 | jun | 6.2942 | 3.0785 | 3.2157 | 7.0513
21628 | jul | 6.4509 | 3.4385 | 3.0124 | 6.5261
21629 | jun | 6.2677 | 3.3108 | 2.9569 | 6.2078
21631 | jun | 6.3018 | 3.189 | 3.1128 | 6.0201
21632 | jun | 6.2019 | 3.2759 | 2.926 | 5.5658
21634 | jun | 6.3123 | 3.07 | 3.2423 | 7.3128
21635 | jul | 6.4337 | 3.5212 | 2.9125 | 6.2241
21636 | jun | 6.2473 | 3.3939 | 2.8534 | 6.1745
21638 | jun | 6.3754 | 3.2439 | 3.1315 | 7.3077
21639 | jun | 6.2519 | 3.3593 | 2.8926 | 6.2068
21640 | jul | 6.3894 | 3.5181 | 2.8713 | 6.1997
21643 | jun | 6.2458 | 3.2304 | 3.0154 | 5.8137
21644 | jul | 6.4204 | 3.4896 | 2.9308 | 6.3562
21645 | jul | 6.4712 | 3.5068 | 2.9644 | 6.6891
21647 | jun | 6.436 | 3.1545 | 3.2815 | 6.8157
21648 | jun | 6.3805 | 3.1058 | 3.2747 | 7.3768
21649 | jul | 6.3755 | 3.497 | 2.8785 | 6.025
21650 | jul | 6.4222 | 3.5085 | 2.9137 | 6.1062
21651 | jul | 6.4324 | 3.4579 | 2.9745 | 6.3012
21654 | jun | 6.3785 | 3.1758 | 3.2027 | 6.6225
21655 | jun | 6.2769 | 3.2563 | 3.0206 | 6.237
21657 | jun | 6.315 | 3.3236 | 2.9914 | 6.6742
21658 | jun | 6.3485 | 3.2732 | 3.0753 | 7.0686
21659 | jun | 6.1741 | 3.2199 | 2.9541 | 5.3225
21660 | jun | 6.2984 | 3.3472 | 2.9512 | 6.4783
21661 | jun | 6.3814 | 3.2672 | 3.1142 | 7.8358
21662 | jun | 6.4047 | 3.1617 | 3.243 | 6.7747
21663 | jun | 6.4183 | 3.1737 | 3.2446 | 6.8714
21665 | jun | 6.436 | 3.1545 | 3.2815 | 6.8157
21666 | jun | 6.3817 | 3.2073 | 3.1744 | 7.8135
21667 | jul | 6.5077 | 3.5356 | 2.9722 | 7.0387
21668 | jul | 6.4197 | 3.4734 | 2.9463 | 6.2689
21669 | jun | 6.3894 | 3.0957 | 3.2937 | 7.5999
21671 | jun | 6.436 | 3.1545 | 3.2815 | 6.8157
21672 | jun | 6.2821 | 3.0658 | 3.2164 | 7.1078
21673 | jun | 6.35 | 3.1885 | 3.1615 | 6.4186
21675 | jun | 6.2878 | 3.062 | 3.2259 | 7.2192
21676 | jun | 6.436 | 3.1545 | 3.2815 | 6.8157
21677 | jun | 6.3746 | 3.1166 | 3.258 | 7.1354
21678 | jul | 6.5267 | 3.5313 | 2.9954 | 7.2406
21679 | jun | 6.3212 | 3.2805 | 3.0407 | 6.7874
21701 | jul | 6.247 | 3.1034 | 3.1435 | 6.4628
21702 | jul | 6.1284 | 3.1259 | 3.0025 | 5.483
21703 | jul | 6.2041 | 3.1492 | 3.0548 | 6.5821
21704 | jul | 6.261 | 3.1503 | 3.1107 | 6.8219
21710 | jul | 6.253 | 3.1793 | 3.0738 | 6.9396
21711 | jul | 5.9693 | 3.1638 | 2.8055 | 6.7786
21713 | jul | 6.0382 | 3.1588 | 2.8793 | 5.727
21716 | jul | 6.1108 | 3.2156 | 2.8952 | 6.2196
21718 | jul | 6.0789 | 3.1883 | 2.8907 | 5.9936
21719 | jul | 6.0063 | 3.1377 | 2.8686 | 3.6311
21722 | jul | 5.9997 | 3.1518 | 2.8479 | 6.6249
21723 | jul | 6.3368 | 3.3087 | 3.0281 | 6.2475
21727 | jul | 6.1362 | 2.9923 | 3.1439 | 4.7079
21733 | jul | 6.0758 | 3.1193 | 2.9565 | 6.8996
21737 | jul | 6.3669 | 3.3369 | 3.03 | 6.3765
21738 | jul | 6.3519 | 3.3255 | 3.0264 | 6.3095
21740 | jul | 6.0265 | 3.1365 | 2.89 | 6.1116
21742 | jul | 6.0103 | 3.1517 | 2.8586 | 5.0844
21750 | jul | 5.871 | 3.2006 | 2.6704 | 6.4264
21754 | jul | 6.2593 | 3.181 | 3.0783 | 6.6035
21755 | jul | 6.1216 | 3.187 | 2.9347 | 6.1137
21756 | jul | 6.0795 | 3.1613 | 2.9183 | 6.3995
21757 | jul | 6.2803 | 2.9847 | 3.2956 | 6.3209
21758 | jul | 6.0931 | 3.2074 | 2.8857 | 6.2258
21765 | jul | 6.3489 | 3.3141 | 3.0348 | 6.2974
21766 | jun | 5.7128 | 3.0988 | 2.614 | 5.8935
21767 | jul | 6.0203 | 3.1317 | 2.8887 | 6.2409
21769 | jul | 6.0608 | 3.1773 | 2.8835 | 5.3783
21770 | jul | 6.2592 | 3.1881 | 3.0712 | 6.428
21771 | jul | 6.2729 | 3.2181 | 3.0548 | 6.1766
21773 | jul | 6.004 | 3.1782 | 2.8258 | 4.3415
21774 | jul | 6.2675 | 3.1415 | 3.126 | 6.5127
21776 | jul | 6.2846 | 3.1638 | 3.1208 | 6.3421
21777 | jul | 6.1928 | 3.2 | 2.9928 | 6.6738
21778 | jul | 6.1776 | 3.0277 | 3.1499 | 5.2643
21779 | jul | 6.0701 | 3.1788 | 2.8914 | 5.9827
21780 | jul | 6.0081 | 3.1288 | 2.8793 | 3.5349
21782 | jul | 6.0921 | 3.1536 | 2.9384 | 6.8969
21783 | jul | 5.9935 | 3.1651 | 2.8285 | 3.9921
21784 | jul | 6.3256 | 3.2892 | 3.0364 | 6.2835
21787 | jul | 6.2799 | 2.9714 | 3.3086 | 6.2154
21788 | jul | 6.0781 | 3.0996 | 2.9785 | 4.379
21790 | jul | 6.2242 | 3.2007 | 3.0234 | 6.8735
21791 | jul | 6.2968 | 3.0773 | 3.2195 | 6.5428
21793 | jul | 6.2237 | 3.0874 | 3.1363 | 6.0932
21794 | jul | 6.3763 | 3.325 | 3.0513 | 6.3875
21795 | jul | 6.0603 | 3.119 | 2.9413 | 7.0581
21797 | jul | 6.3002 | 3.2929 | 3.0073 | 6.1035
21798 | jul | 6.2415 | 3.0488 | 3.1927 | 6.0388
21801 | jun | 6.0337 | 3.1555 | 2.8783 | 4.2834
21804 | jun | 5.9493 | 3.0835 | 2.8657 | 4.0103
21811 | jun | 5.7593 | 2.8678 | 2.8915 | 3.941
21813 | jun | 5.7571 | 2.8419 | 2.9152 | 3.8975
21814 | jun | 6.1966 | 3.0673 | 3.1293 | 6.1303
21817 | jun | 6.0396 | 2.873 | 3.1666 | 6.8896
21821 | jun | 6.2233 | 3.0517 | 3.1716 | 6.7043
21822 | jun | 6.0595 | 3.0411 | 3.0184 | 4.7909
21826 | jun | 6.0276 | 3.0947 | 2.9329 | 4.4079
21829 | jun | 5.847 | 2.8025 | 3.0446 | 5.4108
21830 | jun | 6.1198 | 3.1552 | 2.9647 | 4.8526
21835 | jun | 6.2984 | 3.1722 | 3.1262 | 6.0445
21837 | jun | 6.1516 | 3.18 | 2.9716 | 5.0983
21838 | jun | 6.0327 | 2.8736 | 3.1591 | 6.5961
21840 | jun | 6.1825 | 3.0495 | 3.133 | 6.2164
21841 | jun | 5.7585 | 2.8637 | 2.8947 | 4.123
21842 | jun | 5.6921 | 2.7579 | 2.9343 | 4.0161
21849 | jun | 5.8832 | 3.0763 | 2.8068 | 3.6618
21850 | jun | 5.8387 | 3.0086 | 2.8301 | 3.6881
21851 | jun | 5.954 | 2.8407 | 3.1134 | 5.8362
21853 | jun | 6.0841 | 2.9859 | 3.0982 | 5.4101
21856 | jun | 6.1635 | 3.0917 | 3.0718 | 5.4361
21861 | jun | 6.1123 | 3.2184 | 2.8939 | 4.9131
21863 | jun | 5.8538 | 2.894 | 2.9598 | 4.5821
21864 | jun | 5.8767 | 2.7903 | 3.0864 | 5.7955
21865 | jun | 6.1743 | 3.0605 | 3.1138 | 5.8204
21869 | jun | 6.2402 | 3.1361 | 3.1042 | 5.9628
21871 | jun | 6.0391 | 2.9033 | 3.1357 | 6.1035
21872 | jun | 5.8127 | 2.9489 | 2.8639 | 3.704
21874 | jun | 5.8249 | 2.9931 | 2.8317 | 3.629
21875 | jun | 5.9658 | 3.1738 | 2.792 | 3.8542
21901 | jun | 6.1881 | 3.4331 | 2.755 | 5.1486
21903 | jun | 6.1959 | 3.417 | 2.7789 | 5.5082
21904 | jun | 6.1922 | 3.4292 | 2.763 | 5.1171
21911 | jun | 6.1794 | 3.4547 | 2.7247 | 4.4314
21912 | jul | 6.439 | 3.6175 | 2.8215 | 6.1117
21913 | jul | 6.4436 | 3.5774 | 2.8662 | 6.3084
21914 | jun | 6.1938 | 3.419 | 2.7748 | 5.4109
21915 | jun | 6.2074 | 3.4146 | 2.7929 | 5.8436
21917 | jun | 6.1997 | 3.4389 | 2.7608 | 4.8634
21918 | jun | 6.2219 | 3.4227 | 2.7992 | 5.1337
21919 | jul | 6.4534 | 3.5889 | 2.8645 | 6.4157
21921 | jun | 6.1633 | 3.4296 | 2.7337 | 4.7487
22003 | jun | 6.3781 | 2.8793 | 3.4988 | 10.3315
22015 | jun | 6.3272 | 2.8632 | 3.4639 | 10.019
22025 | jun | 6.3202 | 2.8773 | 3.4429 | 10.2114
22026 | jun | 6.3758 | 2.8425 | 3.5333 | 10.894
22027 | jun | 6.3334 | 2.9299 | 3.4035 | 9.6928
22030 | jun | 6.2224 | 2.9287 | 3.2937 | 9.0373
22031 | jun | 6.3074 | 2.9069 | 3.4005 | 9.5967
22032 | jun | 6.2965 | 2.8909 | 3.4056 | 9.6642
22033 | jun | 6.1364 | 2.9649 | 3.1715 | 8.3268
22039 | jun | 6.3137 | 2.8646 | 3.4491 | 10.0055
22041 | jun | 6.4503 | 2.8972 | 3.5531 | 10.9633
22042 | jun | 6.3828 | 2.9076 | 3.4752 | 10.262
22043 | jun | 6.3591 | 2.9383 | 3.4208 | 9.9075
22044 | jun | 6.4273 | 2.905 | 3.5223 | 10.7066
22046 | jun | 6.3858 | 2.9282 | 3.4576 | 10.2076
22060 | jun | 6.4785 | 2.8089 | 3.6696 | 11.7219
22066 | jun | 6.2092 | 3.0445 | 3.1647 | 8.2158
22067 | jun | 6.2821 | 2.9971 | 3.285 | 8.8925
22079 | jun | 6.4288 | 2.8107 | 3.6181 | 11.2942
22101 | jun | 6.3662 | 2.978 | 3.3882 | 9.7883
22102 | jun | 6.2961 | 2.9809 | 3.3152 | 9.1108
22124 | jun | 6.1948 | 2.9539 | 3.2409 | 8.6805
22134 | jun | 6.2509 | 2.9467 | 3.3041 | 9.3318
22150 | jun | 6.443 | 2.83 | 3.613 | 11.1633
22151 | jun | 6.3988 | 2.856 | 3.5428 | 10.6246
22152 | jun | 6.3877 | 2.8341 | 3.5535 | 10.6032
22153 | jun | 6.3992 | 2.816 | 3.5831 | 10.8132
22172 | jun | 6.303 | 2.8957 | 3.4074 | 9.9812
22180 | jun | 6.2915 | 2.9331 | 3.3584 | 9.3261
22181 | jun | 6.234 | 2.9516 | 3.2824 | 8.8895
22182 | jun | 6.251 | 2.9728 | 3.2782 | 8.8593
22191 | jun | 6.3958 | 2.8198 | 3.576 | 11.0714
22192 | jun | 6.3333 | 2.857 | 3.4763 | 10.2966
22193 | jun | 6.3104 | 2.8784 | 3.432 | 10.0795
22201 | jun | 6.4852 | 2.9352 | 3.55 | 11.1439
22202 | jun | 6.5002 | 2.9329 | 3.5673 | 11.2854
22203 | jun | 6.466 | 2.9223 | 3.5436 | 11.0112
22204 | jun | 6.4934 | 2.911 | 3.5824 | 11.3252
22205 | jun | 6.4355 | 2.9281 | 3.5074 | 10.6907
22206 | jun | 6.5122 | 2.893 | 3.6192 | 11.5867
22207 | jun | 6.4404 | 2.9519 | 3.4885 | 10.6365
22209 | jun | 6.4922 | 2.9523 | 3.5399 | 11.1299
22211 | jun | 6.5011 | 2.9356 | 3.5655 | 11.2898
22213 | jun | 6.4048 | 2.9374 | 3.4675 | 10.3547
22301 | jun | 6.5236 | 2.8902 | 3.6334 | 11.7121
22302 | jun | 6.5232 | 2.8827 | 3.6405 | 11.7368
22303 | jun | 6.542 | 2.8513 | 3.6907 | 12.0559
22304 | jun | 6.5023 | 2.8654 | 3.6369 | 11.6024
22305 | jun | 6.5188 | 2.9016 | 3.6172 | 11.6101
22306 | jun | 6.5612 | 2.816 | 3.7452 | 12.3956
22307 | jun | 6.5501 | 2.8419 | 3.7081 | 12.1858
22308 | jun | 6.5462 | 2.8244 | 3.7218 | 12.2945
22309 | jun | 6.5316 | 2.8071 | 3.7245 | 12.2256
22310 | jun | 6.5114 | 2.8382 | 3.6732 | 11.8047
22311 | jun | 6.4788 | 2.8846 | 3.5942 | 11.2934
22312 | jun | 6.456 | 2.8692 | 3.5869 | 11.1332
22314 | jun | 6.527 | 2.8823 | 3.6447 | 11.7798
22315 | jun | 6.5072 | 2.8142 | 3.693 | 11.8622
22401 | jun | 6.272 | 3.0073 | 3.2647 | 8.5397
22405 | jun | 6.328 | 2.9634 | 3.3646 | 9.2074
22406 | jun | 6.2206 | 3.0305 | 3.1901 | 8.3488
22407 | jun | 6.2064 | 3.0633 | 3.1431 | 7.9271
22408 | jun | 6.2992 | 3.012 | 3.2871 | 8.5619
22427 | jun | 6.3572 | 3.069 | 3.2881 | 8.5431
22432 | jun | 6.3225 | 3.134 | 3.1885 | 7.9753
22433 | jun | 6.1181 | 3.2074 | 2.9107 | 7.4128
22435 | jun | 6.3518 | 3.1642 | 3.1875 | 8.0397
22436 | jun | 6.4117 | 3.0508 | 3.3609 | 9.0938
22437 | jun | 6.3596 | 3.2291 | 3.1305 | 7.6516
22438 | jun | 6.4056 | 3.0929 | 3.3127 | 8.8404
22443 | jun | 6.418 | 3.0266 | 3.3914 | 9.6581
22448 | jun | 6.445 | 2.9572 | 3.4878 | 10.4222
22454 | jun | 6.369 | 3.1961 | 3.1729 | 7.9167
22460 | jun | 6.3543 | 3.1939 | 3.1604 | 7.799
22469 | jun | 6.3926 | 3.1296 | 3.263 | 8.6848
22473 | jun | 6.3286 | 3.1526 | 3.176 | 7.8977
22476 | jun | 6.4055 | 3.0807 | 3.3248 | 8.8148
22480 | jun | 6.3412 | 3.2188 | 3.1224 | 7.4712
22482 | jun | 6.3298 | 3.1934 | 3.1364 | 7.5952
22485 | jun | 6.4074 | 2.9637 | 3.4437 | 9.9647
22488 | jun | 6.383 | 3.1314 | 3.2515 | 8.6363
22503 | jun | 6.3551 | 3.215 | 3.14 | 7.5978
22504 | jun | 6.359 | 3.2434 | 3.1156 | 7.526
22508 | jun | 6.1345 | 3.1733 | 2.9612 | 7.35
22509 | jun | 6.4204 | 3.0636 | 3.3569 | 9.116
22511 | jun | 6.3492 | 3.1391 | 3.2101 | 8.2765
22514 | jun | 6.3515 | 3.0881 | 3.2634 | 8.4208
22520 | jun | 6.4124 | 3.0934 | 3.319 | 9.0979
22534 | jun | 6.2082 | 3.1073 | 3.1008 | 7.4954
22535 | jun | 6.3653 | 3.0293 | 3.336 | 8.8562
22538 | jun | 6.3838 | 2.9865 | 3.3973 | 9.3843
22539 | jun | 6.305 | 3.0893 | 3.2157 | 8.003
22542 | jun | 6.1071 | 3.2298 | 2.8773 | 7.0387
22546 | jun | 6.3071 | 3.0922 | 3.2149 | 8.1067
22551 | jun | 6.1788 | 3.1272 | 3.0516 | 7.3771
22553 | jun | 6.178 | 3.0979 | 3.0801 | 7.6099
22554 | jun | 6.3191 | 2.9237 | 3.3953 | 9.7836
22556 | jun | 6.2296 | 2.9855 | 3.2441 | 8.8431
22560 | jun | 6.3733 | 3.1428 | 3.2305 | 8.2532
22567 | jun | 6.0984 | 3.246 | 2.8524 | 6.7678
22572 | jun | 6.3836 | 3.1451 | 3.2385 | 8.4418
22576 | jun | 6.3423 | 3.2166 | 3.1257 | 7.4989
22578 | jun | 6.3494 | 3.239 | 3.1104 | 7.3641
22579 | jun | 6.3298 | 3.1934 | 3.1364 | 7.5952
22580 | jun | 6.2847 | 3.0464 | 3.2383 | 8.3336
22601 | jun | 5.8761 | 3.1626 | 2.7135 | 7.8032
22602 | jun | 5.7921 | 3.1761 | 2.6159 | 7.2442
22603 | jun | 5.8244 | 3.1338 | 2.6906 | 7.2054
22610 | jun | 5.7187 | 3.2998 | 2.4188 | 5.5688
22611 | jul | 6.0002 | 3.2931 | 2.7071 | 7.2528
22620 | jun | 5.9457 | 3.2807 | 2.6649 | 7.2718
22624 | jun | 5.9076 | 3.138 | 2.7696 | 7.7839
22625 | jun | 5.7022 | 3.138 | 2.5642 | 5.9689
22627 | jun | 5.8729 | 3.3087 | 2.5641 | 6.5734
22630 | jun | 5.8188 | 3.2697 | 2.5491 | 6.8765
22637 | jun | 5.6947 | 3.1613 | 2.5334 | 6.2436
22639 | jun | 5.9159 | 3.3205 | 2.5954 | 6.4948
22640 | jun | 5.8 | 3.3263 | 2.4737 | 5.8266
22641 | jun | 5.6823 | 3.2082 | 2.4741 | 6.5068
22642 | jun | 5.8313 | 3.3348 | 2.4965 | 5.937
22643 | jun | 5.8933 | 3.3466 | 2.5467 | 6.0559
22644 | jun | 5.6081 | 3.251 | 2.3571 | 5.5002
22645 | jun | 5.8024 | 3.1948 | 2.6076 | 7.7386
22649 | jun | 5.8207 | 3.1915 | 2.6292 | 7.9801
22650 | jun | 5.7015 | 3.2751 | 2.4264 | 5.7021
22652 | jun | 5.7362 | 3.1992 | 2.537 | 7.2977
22654 | jun | 5.6219 | 3.2314 | 2.3905 | 5.7221
22655 | jun | 5.8439 | 3.1916 | 2.6523 | 7.866
22656 | jun | 5.9297 | 3.1583 | 2.7714 | 7.9247
22657 | jun | 5.7287 | 3.2002 | 2.5286 | 7.1936
22660 | jun | 5.7135 | 3.2001 | 2.5134 | 7.2081
22663 | jun | 5.9117 | 3.2344 | 2.6773 | 7.6755
22664 | jun | 5.6377 | 3.2363 | 2.4013 | 5.9019
22701 | jun | 6.0776 | 3.2536 | 2.824 | 7.406
22709 | jun | 6.0132 | 3.2873 | 2.7259 | 6.2092
22712 | jun | 6.1302 | 3.1557 | 2.9745 | 7.9387
22713 | jun | 5.9578 | 3.2989 | 2.659 | 6.5126
22714 | jun | 6.0964 | 3.215 | 2.8814 | 7.7951
22715 | jun | 6.0119 | 3.2941 | 2.7178 | 6.6926
22716 | jun | 5.9463 | 3.2945 | 2.6518 | 6.7344
22718 | jun | 6.1232 | 3.177 | 2.9463 | 7.8378
22719 | jun | 5.8084 | 3.3285 | 2.4798 | 4.6768
22720 | jun | 6.1685 | 3.0826 | 3.086 | 8.0912
22722 | jun | 5.9429 | 3.3022 | 2.6407 | 6.1168
22724 | jun | 6.0599 | 3.2433 | 2.8166 | 7.5743
22725 | jun | 6.0024 | 3.2958 | 2.7066 | 6.6956
22726 | jun | 6.1288 | 3.1764 | 2.9524 | 7.7283
22727 | jun | 5.82 | 3.3078 | 2.5122 | 4.3398
22728 | jun | 6.1386 | 3.1265 | 3.0121 | 7.9738
22729 | jun | 6.0773 | 3.2795 | 2.7978 | 7.1212
22730 | jun | 6.0282 | 3.3 | 2.7281 | 6.5802
22731 | jun | 5.9611 | 3.2877 | 2.6733 | 5.8384
22732 | jun | 6.0336 | 3.3034 | 2.7302 | 6.4156
22733 | jun | 6.0703 | 3.3019 | 2.7685 | 6.8222
22734 | jun | 6.115 | 3.1815 | 2.9335 | 7.875
22735 | jun | 5.9768 | 3.2994 | 2.6775 | 6.5364
22736 | jun | 6.1593 | 3.1125 | 3.0469 | 7.8781
22737 | jun | 6.0428 | 3.2574 | 2.7854 | 7.5587
22738 | jun | 6.0172 | 3.2839 | 2.7333 | 6.0831
22740 | jun | 5.7292 | 3.3541 | 2.375 | 4.2146
22741 | jun | 6.1187 | 3.1974 | 2.9213 | 7.778
22742 | jun | 6.1491 | 3.1244 | 3.0247 | 7.9552
22743 | jun | 5.659 | 3.3458 | 2.3132 | 3.04
22747 | jun | 5.764 | 3.3514 | 2.4126 | 4.9004
22749 | jun | 5.8337 | 3.3312 | 2.5025 | 5.329
22801 | jun | 5.6377 | 2.8437 | 2.7941 | 8.4018
22802 | jun | 5.5574 | 2.993 | 2.5644 | 6.7474
22807 | jun | 5.6367 | 2.8621 | 2.7745 | 8.3782
22810 | jun | 5.4162 | 3.3004 | 2.1158 | 3.357
22811 | jun | 5.2479 | 3.4394 | 1.8085 | 0.56028
22812 | jun | 5.4653 | 2.9468 | 2.5185 | 6.2851
22815 | jun | 5.5358 | 3.1156 | 2.4202 | 5.9423
22820 | jun | 5.1482 | 3.518 | 1.6301 | -1.4094
22821 | jun | 5.2545 | 3.2537 | 2.0008 | 1.4121
22824 | jun | 5.5421 | 3.2623 | 2.2798 | 4.7249
22827 | jun | 5.6524 | 3.1033 | 2.549 | 4.6998
22830 | jun | 5.2737 | 3.339 | 1.9347 | 1.3218
22831 | jun | 5.1142 | 3.4873 | 1.6269 | -2.3179
22832 | jun | 5.6454 | 2.9556 | 2.6898 | 7.1611
22834 | jun | 5.5319 | 3.0223 | 2.5096 | 6.8182
22835 | jun | 5.6635 | 3.2472 | 2.4163 | 5.212
22840 | jun | 5.636 | 2.9775 | 2.6585 | 6.1151
22841 | jun | 5.6443 | 2.8085 | 2.8358 | 8.3677
22842 | jun | 5.5618 | 3.1972 | 2.3646 | 5.6141
22843 | jun | 5.2108 | 3.2705 | 1.9403 | 0.2678
22844 | jun | 5.6475 | 3.1138 | 2.5337 | 6.752
22845 | jun | 5.4317 | 3.2702 | 2.1615 | 3.8101
22846 | jun | 5.6379 | 2.9224 | 2.7155 | 6.862
22847 | jun | 5.6006 | 3.1365 | 2.4641 | 6.5355
22849 | jun | 5.6692 | 3.1136 | 2.5556 | 5.9281
22851 | jun | 5.6318 | 3.2326 | 2.3992 | 4.3107
22853 | jun | 5.5983 | 3.0873 | 2.511 | 6.8069
22901 | jun | 5.9903 | 3.0789 | 2.9113 | 5.3832
22902 | jun | 6.0557 | 3.0063 | 3.0494 | 5.9333
22903 | jun | 5.9783 | 3.0222 | 2.9561 | 5.3767
22904 | jun | 6.0426 | 3.0619 | 2.9806 | 5.6288
22911 | jun | 6.0499 | 3.1332 | 2.9167 | 5.6857
22920 | jun | 5.7508 | 2.9175 | 2.8333 | 4.8767
22922 | jun | 5.9736 | 2.8733 | 3.1003 | 7.529
22923 | jun | 6.0349 | 3.2161 | 2.8188 | 5.9132
22931 | jun | 5.9437 | 2.9354 | 3.0082 | 5.6298
22932 | jun | 5.7372 | 3.0126 | 2.7246 | 4.5173
22935 | jun | 5.7802 | 3.1387 | 2.6416 | 4.348
22936 | jun | 5.9546 | 3.1334 | 2.8211 | 5.2235
22937 | jun | 6.0307 | 2.9011 | 3.1297 | 6.5364
22938 | jun | 5.8845 | 2.9127 | 2.9718 | 5.717
22939 | jun | 5.6034 | 2.7881 | 2.8154 | 6.2354
22940 | jun | 5.7711 | 3.0985 | 2.6725 | 4.3374
22942 | jun | 6.0552 | 3.2044 | 2.8509 | 6.0476
22943 | jun | 5.7332 | 2.929 | 2.8042 | 4.8061
22946 | jun | 6.0405 | 2.9318 | 3.1087 | 6.159
22947 | jun | 6.0594 | 3.1162 | 2.9432 | 5.8802
22948 | jun | 6.0457 | 3.3101 | 2.7356 | 6.7276
22949 | jun | 5.8725 | 2.8875 | 2.985 | 6.3948
22952 | jun | 5.5474 | 2.9521 | 2.5953 | 3.3687
22958 | jun | 5.6742 | 2.9337 | 2.7405 | 4.2282
22959 | jun | 5.972 | 2.9715 | 3.0005 | 5.4376
22960 | jun | 6.0768 | 3.2846 | 2.7922 | 6.4775
22963 | jun | 6.0844 | 2.8908 | 3.1936 | 7.4049
22964 | jun | 5.8709 | 2.9144 | 2.9565 | 6.4388
22967 | jun | 5.7037 | 2.9665 | 2.7372 | 4.5079
22968 | jun | 5.9823 | 3.2078 | 2.7746 | 5.7134
22969 | jun | 6.0028 | 2.8875 | 3.1153 | 6.7054
22971 | jun | 5.9699 | 2.8741 | 3.0958 | 7.0343
22972 | jun | 6.0441 | 3.2773 | 2.7668 | 6.1192
22973 | jun | 5.7555 | 3.2207 | 2.5348 | 3.8395
22974 | jun | 6.0769 | 3.0208 | 3.0562 | 6.7045
22976 | jun | 5.5862 | 3.0353 | 2.551 | 2.8617
22980 | jun | 5.6449 | 2.8251 | 2.8198 | 5.8751
23002 | jun | 6.1817 | 2.9891 | 3.1926 | 7.2352
23004 | jun | 6.0714 | 2.8077 | 3.2638 | 7.2948
23005 | jun | 6.336 | 3.1204 | 3.2156 | 7.9583
23009 | jun | 6.3872 | 3.1432 | 3.244 | 8.0946
23011 | jun | 6.4257 | 3.3849 | 3.0408 | 6.6078
23015 | jun | 6.2591 | 3.0943 | 3.1647 | 7.7453
23021 | jun | 6.3638 | 3.3311 | 3.0327 | 6.8892
23022 | jun | 6.0833 | 2.7594 | 3.3239 | 8.1517
23023 | jun | 6.3855 | 3.2048 | 3.1807 | 7.8077
23024 | jun | 6.2 | 3.0776 | 3.1224 | 7.4932
23025 | jun | 6.3638 | 3.3311 | 3.0327 | 6.8892
23027 | jun | 6.1288 | 2.8119 | 3.3169 | 8.0753
23030 | jun | 6.3993 | 3.2451 | 3.1542 | 7.0449
23032 | jun | 6.3824 | 3.2877 | 3.0948 | 7.2584
23035 | jun | 6.3576 | 3.2745 | 3.0831 | 7.1798
23038 | jun | 6.1105 | 2.8413 | 3.2692 | 8.0725
23039 | jun | 6.2453 | 3.0142 | 3.2311 | 7.7267
23040 | jun | 6.1198 | 2.8346 | 3.2853 | 7.3843
23043 | jun | 6.3573 | 3.2575 | 3.0998 | 7.2694
23045 | jun | 6.2524 | 3.1981 | 3.0543 | 7.3681
23047 | jun | 6.3196 | 3.104 | 3.2155 | 8.0223
23050 | jun | 6.3643 | 3.309 | 3.0554 | 6.9985
23055 | jun | 6.0891 | 2.7921 | 3.297 | 8.1846
23056 | jun | 6.3638 | 3.3311 | 3.0327 | 6.8892
23059 | jun | 6.3048 | 3.1145 | 3.1903 | 7.7501
23060 | jun | 6.3086 | 3.1314 | 3.1773 | 7.7146
23061 | jun | 6.378 | 3.3995 | 2.9786 | 6.4825
23062 | jun | 6.2936 | 3.4491 | 2.8445 | 6.3062
23063 | jun | 6.1638 | 2.9055 | 3.2583 | 8.0478
23065 | jun | 6.1695 | 2.9874 | 3.1821 | 7.7054
23066 | jun | 6.2524 | 3.1981 | 3.0543 | 7.3681
23069 | jun | 6.379 | 3.1357 | 3.2433 | 8.0932
23070 | jun | 6.3573 | 3.2575 | 3.0998 | 7.2694
23071 | jun | 6.3655 | 3.2902 | 3.0752 | 7.1064
23072 | jun | 6.3096 | 3.425 | 2.8847 | 6.3959
23075 | jun | 6.359 | 3.1627 | 3.1962 | 7.7447
23079 | jun | 6.3695 | 3.2596 | 3.1098 | 7.4258
23083 | jun | 6.1408 | 2.9692 | 3.1716 | 6.8275
23084 | jun | 6.1014 | 2.964 | 3.1374 | 7.413
23085 | jun | 6.3822 | 3.2448 | 3.1374 | 7.5432
23086 | jun | 6.4237 | 3.2034 | 3.2204 | 7.7015
23089 | jun | 6.436 | 3.3276 | 3.1083 | 6.9036
23091 | jun | 6.3947 | 3.2886 | 3.1062 | 7.2651
23092 | jun | 6.3739 | 3.2936 | 3.0803 | 7.1334
23093 | jun | 6.0992 | 3.1104 | 2.9888 | 6.9206
23102 | jun | 6.226 | 3.0056 | 3.2204 | 7.746
23103 | jun | 6.2663 | 3.0542 | 3.212 | 7.67
23106 | jun | 6.4067 | 3.1614 | 3.2453 | 7.9655
23109 | jun | 6.301 | 3.2561 | 3.0449 | 7.1592
23110 | jun | 6.4136 | 3.341 | 3.0726 | 6.9446
23111 | jun | 6.3769 | 3.172 | 3.2049 | 7.7985
23112 | jun | 6.258 | 3.0847 | 3.1733 | 7.3421
23113 | jun | 6.2681 | 3.0774 | 3.1907 | 7.5431
23114 | jun | 6.2643 | 3.0869 | 3.1773 | 7.4221
23116 | jun | 6.3685 | 3.1574 | 3.2111 | 7.9294
23117 | jun | 6.1539 | 3.0978 | 3.0561 | 7.3111
23119 | jun | 6.2524 | 3.1981 | 3.0543 | 7.3681
23120 | jun | 6.2078 | 3.0391 | 3.1687 | 7.3697
23123 | jun | 6.0909 | 2.7707 | 3.3201 | 7.7971
23124 | jun | 6.4354 | 3.2225 | 3.2129 | 7.5128
23125 | jun | 6.2524 | 3.1981 | 3.0543 | 7.3681
23126 | jun | 6.3699 | 3.1206 | 3.2493 | 8.2339
23128 | jun | 6.3507 | 3.31 | 3.0408 | 6.969
23129 | jun | 6.2461 | 3.0309 | 3.2152 | 7.694
23130 | jun | 6.2524 | 3.1981 | 3.0543 | 7.3681
23138 | jun | 6.2682 | 3.2182 | 3.05 | 7.2928
23139 | jun | 6.2051 | 2.9455 | 3.2597 | 7.724
23140 | jun | 6.4083 | 3.2396 | 3.1687 | 7.2024
23141 | jun | 6.4067 | 3.1792 | 3.2275 | 7.6154
23146 | jun | 6.2644 | 3.0647 | 3.1998 | 7.6698
23148 | jun | 6.384 | 3.16 | 3.2241 | 7.9766
23149 | jun | 6.391 | 3.3343 | 3.0567 | 6.9437
23150 | jun | 6.3838 | 3.1444 | 3.2395 | 7.6845
23153 | jun | 6.164 | 2.9568 | 3.2072 | 7.8426
23156 | jun | 6.4046 | 3.3652 | 3.0395 | 6.7706
23160 | jun | 6.2358 | 2.9924 | 3.2434 | 7.7587
23161 | jun | 6.4017 | 3.2293 | 3.1724 | 7.6452
23163 | jun | 6.2731 | 3.2227 | 3.0503 | 7.2794
23168 | jun | 6.4178 | 3.4132 | 3.0046 | 6.4037
23169 | jun | 6.366 | 3.2787 | 3.0873 | 7.1848
23173 | jun | 6.2938 | 3.1421 | 3.1517 | 7.5464
23175 | jun | 6.3867 | 3.2953 | 3.0914 | 7.214
23176 | jun | 6.3604 | 3.2702 | 3.0903 | 7.2085
23177 | jun | 6.3987 | 3.1992 | 3.1995 | 7.7624
23180 | jun | 6.3818 | 3.2677 | 3.1141 | 7.3948
23181 | jun | 6.4258 | 3.2849 | 3.1409 | 7.2924
23185 | jun | 6.3417 | 3.5162 | 2.8255 | 6.023
23186 | jun | 6.3533 | 3.5329 | 2.8205 | 5.9192
23188 | jun | 6.3851 | 3.4757 | 2.9095 | 6.1266
23192 | jun | 6.2581 | 3.0805 | 3.1777 | 7.6766
23219 | jun | 6.3387 | 3.1664 | 3.1723 | 7.7156
23220 | jun | 6.3269 | 3.1611 | 3.1658 | 7.6668
23221 | jun | 6.3142 | 3.1528 | 3.1614 | 7.6102
23222 | jun | 6.3299 | 3.1788 | 3.1511 | 7.7385
23223 | jun | 6.3461 | 3.1719 | 3.1742 | 7.7475
23224 | jun | 6.3408 | 3.1446 | 3.1962 | 7.6361
23225 | jun | 6.3169 | 3.1402 | 3.1766 | 7.5526
23226 | jun | 6.3016 | 3.1488 | 3.1528 | 7.5959
23227 | jun | 6.3279 | 3.1661 | 3.1618 | 7.767
23228 | jun | 6.3149 | 3.1502 | 3.1648 | 7.7103
23229 | jun | 6.2884 | 3.1311 | 3.1573 | 7.5405
23230 | jun | 6.31 | 3.1586 | 3.1513 | 7.6452
23231 | jun | 6.395 | 3.1221 | 3.2729 | 7.6752
23233 | jun | 6.2836 | 3.102 | 3.1816 | 7.6241
23234 | jun | 6.3567 | 3.1323 | 3.2245 | 7.6324
23235 | jun | 6.2982 | 3.1275 | 3.1707 | 7.4515
23236 | jun | 6.2947 | 3.1184 | 3.1763 | 7.3734
23237 | jun | 6.3726 | 3.1159 | 3.2567 | 7.6265
23238 | jun | 6.2789 | 3.0962 | 3.1827 | 7.5903
23250 | jun | 6.3757 | 3.1441 | 3.2316 | 7.7222
23294 | jun | 6.3006 | 3.1345 | 3.1661 | 7.6436
23301 | jun | 6.0219 | 2.785 | 3.2368 | 7.6804
23302 | jun | 5.9715 | 2.7545 | 3.217 | 7.1569
23303 | jun | 5.9555 | 2.7457 | 3.2097 | 7.1452
23306 | jun | 6.1623 | 2.9291 | 3.2332 | 7.7192
23307 | jun | 6.1368 | 2.9192 | 3.2176 | 7.8376
23308 | jun | 5.995 | 2.7596 | 3.2354 | 7.4787
23310 | jun | 6.2066 | 2.9775 | 3.2291 | 7.8862
23314 | jun | 6.3363 | 3.4278 | 2.9086 | 7.8114
23315 | jun | 6.371 | 3.5912 | 2.7798 | 6.7297
23320 | jun | 6.3385 | 3.3187 | 3.0199 | 8.6273
23321 | jun | 6.3556 | 3.394 | 2.9616 | 8.7181
23322 | jun | 6.2866 | 3.4684 | 2.8182 | 7.6968
23323 | jun | 6.3343 | 3.4571 | 2.8773 | 8.2274
23324 | jun | 6.3592 | 3.3023 | 3.0569 | 9.1118
23325 | jun | 6.3551 | 3.2623 | 3.0928 | 9.2561
23336 | jun | 5.8357 | 2.7003 | 3.1354 | 6.7551
23337 | jun | 5.8895 | 2.7086 | 3.1808 | 7.1149
23350 | jun | 6.1551 | 2.9267 | 3.2284 | 7.7626
23354 | jun | 6.1783 | 2.9489 | 3.2294 | 7.7931
23356 | jun | 5.8727 | 2.7702 | 3.1025 | 6.0537
23357 | jun | 6.02 | 2.7984 | 3.2216 | 7.614
23359 | jun | 5.9816 | 2.765 | 3.2165 | 7.2199
23395 | jun | 5.902 | 2.7491 | 3.1529 | 6.6197
23404 | jun | 6.037 | 2.804 | 3.2331 | 7.7202
23405 | jun | 6.1975 | 2.967 | 3.2304 | 7.8279
23409 | jun | 6.0011 | 2.7912 | 3.2099 | 7.3102
23410 | jun | 6.0571 | 2.8395 | 3.2176 | 7.7562
23413 | jun | 6.1423 | 2.9211 | 3.2212 | 7.8132
23415 | jun | 5.9366 | 2.7654 | 3.1712 | 6.7001
23416 | jun | 5.9794 | 2.7814 | 3.198 | 6.9595
23417 | jun | 6.0384 | 2.8351 | 3.2033 | 7.6544
23418 | jun | 6.0355 | 2.8087 | 3.2269 | 7.703
23420 | jun | 6.0928 | 2.8637 | 3.2291 | 7.7538
23421 | jun | 6.006 | 2.7717 | 3.2342 | 7.5671
23426 | jun | 6.0107 | 2.8172 | 3.1934 | 7.1897
23430 | jun | 6.3378 | 3.4956 | 2.8423 | 6.9459
23432 | jun | 6.3391 | 3.4587 | 2.8803 | 7.884
23433 | jun | 6.3448 | 3.3799 | 2.9648 | 8.4724
23434 | jun | 6.3196 | 3.5795 | 2.7401 | 7.2879
23435 | jun | 6.3479 | 3.4125 | 2.9353 | 8.4376
23436 | jun | 6.343 | 3.4077 | 2.9352 | 8.2677
23437 | jun | 6.3119 | 3.6678 | 2.6442 | 6.5071
23438 | jun | 6.271 | 3.7081 | 2.5629 | 6.41
23442 | jun | 5.9694 | 2.7571 | 3.2123 | 7.1551
23451 | jun | 6.3075 | 3.1334 | 3.1741 | 8.1811
23452 | jun | 6.3133 | 3.1749 | 3.1384 | 8.4549
23453 | jun | 6.2748 | 3.2144 | 3.0604 | 8.2853
23454 | jun | 6.3022 | 3.1594 | 3.1428 | 8.2531
23455 | jun | 6.338 | 3.1596 | 3.1784 | 8.9855
23456 | jun | 6.2211 | 3.2393 | 2.9818 | 7.4868
23457 | jun | 6.2417 | 3.3293 | 2.9124 | 7.4557
23459 | jun | 6.3416 | 3.1356 | 3.206 | 8.4367
23460 | jun | 6.2675 | 3.216 | 3.0515 | 8.2429
23461 | jun | 6.2414 | 3.1215 | 3.1198 | 7.6554
23462 | jun | 6.3259 | 3.201 | 3.1249 | 8.8431
23463 | jun | 6.3361 | 3.2548 | 3.0813 | 8.8872
23464 | jun | 6.3286 | 3.2489 | 3.0797 | 8.7991
23487 | jun | 6.3572 | 3.5362 | 2.8209 | 6.957
23502 | jun | 6.3467 | 3.2048 | 3.1418 | 9.4091
23503 | jun | 6.3515 | 3.1412 | 3.2102 | 10.2501
23504 | jun | 6.3554 | 3.2282 | 3.1272 | 9.6235
23505 | jun | 6.3521 | 3.1817 | 3.1704 | 9.982
23507 | jun | 6.3549 | 3.2466 | 3.1083 | 9.5439
23508 | jun | 6.3537 | 3.2309 | 3.1228 | 9.6574
23509 | jun | 6.3538 | 3.1931 | 3.1607 | 9.8798
23510 | jun | 6.3557 | 3.2529 | 3.1028 | 9.4895
23511 | jun | 6.3515 | 3.1412 | 3.2102 | 10.2501
23513 | jun | 6.3517 | 3.1727 | 3.179 | 9.9064
23517 | jun | 6.3548 | 3.2352 | 3.1196 | 9.6126
23518 | jun | 6.3499 | 3.1478 | 3.202 | 9.983
23521 | jun | 6.3455 | 3.1397 | 3.2058 | 9.2122
23523 | jun | 6.3571 | 3.2609 | 3.0962 | 9.4004
23529 | jun | 6.3535 | 3.2191 | 3.1344 | 9.731
23601 | jun | 6.3107 | 3.4141 | 2.8966 | 7.1748
23602 | jun | 6.3133 | 3.4593 | 2.854 | 6.6829
23603 | jun | 6.3127 | 3.5007 | 2.8121 | 6.252
23604 | jun | 6.3246 | 3.4987 | 2.8259 | 6.4519
23605 | jun | 6.3174 | 3.3765 | 2.9409 | 7.7141
23606 | jun | 6.313 | 3.4417 | 2.8713 | 6.8927
23607 | jun | 6.3358 | 3.3341 | 3.0017 | 8.507
23608 | jun | 6.3132 | 3.4789 | 2.8342 | 6.4737
23651 | jun | 6.3515 | 3.1412 | 3.2102 | 10.2501
23661 | jun | 6.296 | 3.3937 | 2.9023 | 7.114
23662 | jun | 6.2935 | 3.3976 | 2.8959 | 7.0251
23663 | jun | 6.2937 | 3.3977 | 2.896 | 7.0284
23665 | jun | 6.2937 | 3.3981 | 2.8956 | 7.0228
23666 | jun | 6.2978 | 3.3964 | 2.9014 | 7.1191
23668 | jun | 6.2937 | 3.3977 | 2.896 | 7.0284
23669 | jun | 6.2937 | 3.3977 | 2.896 | 7.0284
23690 | jun | 6.307 | 3.4944 | 2.8126 | 6.1525
23692 | jun | 6.293 | 3.4295 | 2.8635 | 6.6106
23693 | jun | 6.2955 | 3.413 | 2.8824 | 6.8659
23696 | jun | 6.2801 | 3.4014 | 2.8787 | 6.631
23701 | jun | 6.3573 | 3.3509 | 3.0064 | 8.9513
23702 | jun | 6.3582 | 3.3311 | 3.0272 | 9.0148
23703 | jun | 6.3542 | 3.286 | 3.0682 | 9.3251
23704 | jun | 6.3573 | 3.2978 | 3.0594 | 9.2078
23707 | jun | 6.3561 | 3.2988 | 3.0573 | 9.2374
23708 | jun | 6.356 | 3.2682 | 3.0878 | 9.399
23709 | jun | 6.3579 | 3.2987 | 3.0592 | 9.1804
23801 | jun | 6.3852 | 3.0612 | 3.324 | 7.4197
23803 | jun | 6.344 | 3.0913 | 3.2527 | 7.2687
23805 | jun | 6.3653 | 3.1265 | 3.2388 | 7.2178
23806 | jun | 6.3737 | 3.057 | 3.3167 | 7.5197
23821 | jun | 6.2236 | 3.2018 | 3.0218 | 6.4159
23824 | jun | 6.192 | 3.1028 | 3.0893 | 6.5493
23827 | jun | 6.3135 | 3.5786 | 2.7349 | 6.5215
23828 | jun | 6.3013 | 3.5584 | 2.743 | 6.5906
23829 | jun | 6.3598 | 3.4756 | 2.8842 | 6.747
23830 | jun | 6.3602 | 3.1989 | 3.1613 | 7.1071
23831 | jun | 6.371 | 3.094 | 3.277 | 7.5698
23832 | jun | 6.2941 | 3.1051 | 3.189 | 7.3104
23833 | jun | 6.2691 | 3.1018 | 3.1674 | 7.0497
23834 | jun | 6.3856 | 3.0675 | 3.3182 | 7.5831
23836 | jun | 6.4003 | 3.0866 | 3.3137 | 7.5956
23837 | jun | 6.3559 | 3.5076 | 2.8483 | 6.665
23838 | jun | 6.2792 | 3.0864 | 3.1928 | 7.2529
23839 | jun | 6.3609 | 3.4361 | 2.9249 | 6.4738
23840 | jun | 6.2775 | 3.1662 | 3.1113 | 6.6827
23841 | jun | 6.3125 | 3.1721 | 3.1404 | 6.8879
23842 | jun | 6.3896 | 3.1798 | 3.2098 | 7.0536
23843 | jun | 6.259 | 3.2416 | 3.0174 | 6.4777
23844 | jun | 6.3345 | 3.4712 | 2.8634 | 6.749
23845 | jun | 6.1768 | 3.3305 | 2.8463 | 6.2856
23846 | jun | 6.3485 | 3.4829 | 2.8656 | 6.4567
23847 | jun | 6.2842 | 3.4175 | 2.8666 | 6.614
23850 | jun | 6.2421 | 3.1151 | 3.1271 | 6.8124
23851 | jun | 6.3304 | 3.6249 | 2.7055 | 6.511
23856 | jun | 6.2724 | 3.2988 | 2.9736 | 6.4963
23857 | jun | 6.1927 | 3.3668 | 2.8259 | 6.1682
23860 | jun | 6.3975 | 3.1044 | 3.2931 | 7.3334
23866 | jun | 6.3592 | 3.5021 | 2.8571 | 6.6532
23867 | jun | 6.3384 | 3.3223 | 3.0161 | 6.8303
23868 | jun | 6.24 | 3.3198 | 2.9202 | 6.3866
23872 | jun | 6.2657 | 3.1852 | 3.0806 | 6.5609
23874 | jun | 6.3044 | 3.6248 | 2.6796 | 6.3885
23875 | jun | 6.3917 | 3.0862 | 3.3055 | 7.31
23876 | jun | 6.2436 | 3.1869 | 3.0567 | 6.4631
23878 | jun | 6.3708 | 3.4916 | 2.8793 | 6.6774
23879 | jun | 6.2529 | 3.4602 | 2.7927 | 6.5753
23881 | jun | 6.3767 | 3.3434 | 3.0333 | 6.6637
23882 | jun | 6.3585 | 3.2662 | 3.0923 | 7.0459
23883 | jun | 6.341 | 3.5075 | 2.8335 | 6.2895
23885 | jun | 6.303 | 3.1181 | 3.1849 | 7.003
23887 | jun | 6.205 | 3.4057 | 2.7994 | 6.1716
23888 | jun | 6.3719 | 3.4408 | 2.931 | 6.6326
23889 | jun | 6.2778 | 3.2269 | 3.0509 | 6.5256
23890 | jun | 6.3803 | 3.3321 | 3.0482 | 6.7668
23893 | jun | 6.1981 | 3.3377 | 2.8604 | 6.2564
23894 | jun | 6.2222 | 3.1077 | 3.1145 | 6.7064
23897 | jun | 6.3738 | 3.3774 | 2.9964 | 6.9246
23898 | jun | 6.3692 | 3.5439 | 2.8253 | 6.7327
23901 | jun | 6.1212 | 2.9502 | 3.171 | 6.6536
23915 | jun | 6.1731 | 3.1993 | 2.9738 | 6.6487
23917 | jun | 6.176 | 3.2184 | 2.9576 | 6.8613
23919 | jun | 6.1728 | 3.2774 | 2.8954 | 6.556
23920 | jun | 6.2208 | 3.2615 | 2.9593 | 6.4605
23921 | jun | 6.0618 | 2.8617 | 3.2001 | 7.1961
23922 | jun | 6.1374 | 3.0361 | 3.1013 | 6.1599
23923 | jun | 6.1382 | 3.0273 | 3.1109 | 7.2049
23924 | jun | 6.1457 | 3.1504 | 2.9953 | 6.7448
23927 | jun | 6.1578 | 3.1931 | 2.9647 | 7.3508
23930 | jun | 6.1384 | 3.0495 | 3.0889 | 6.4344
23934 | jun | 6.1201 | 3.0104 | 3.1097 | 6.9841
23936 | jun | 6.0769 | 2.8602 | 3.2167 | 6.991
23937 | jun | 6.1504 | 3.0917 | 3.0587 | 6.8757
23938 | jun | 6.1983 | 3.1792 | 3.0191 | 6.2815
23942 | jun | 6.1317 | 3.0538 | 3.078 | 6.073
23944 | jun | 6.1711 | 3.1624 | 3.0087 | 6.2593
23947 | jun | 6.1362 | 3.0766 | 3.0596 | 6.4999
23950 | jun | 6.1818 | 3.2616 | 2.9201 | 6.4795
23952 | jun | 6.1386 | 3.1373 | 3.0012 | 6.2532
23954 | jun | 6.1368 | 3.0669 | 3.07 | 6.1924
23958 | jun | 6.0951 | 2.9803 | 3.1148 | 6.8195
23959 | jun | 6.1625 | 3.017 | 3.1455 | 7.8154
23960 | jun | 6.0994 | 2.96 | 3.1394 | 6.6958
23962 | jun | 6.1779 | 3.0664 | 3.1116 | 7.7028
23963 | jun | 6.132 | 2.9938 | 3.1382 | 7.5883
23964 | jun | 6.1799 | 3.1326 | 3.0472 | 7.5467
23966 | jun | 6.1495 | 2.9723 | 3.1772 | 6.4394
23967 | jun | 6.175 | 3.0876 | 3.0874 | 7.3665
23968 | jun | 6.1582 | 3.1631 | 2.995 | 7.1836
23970 | jun | 6.1788 | 3.2062 | 2.9726 | 6.4765
23974 | jun | 6.1346 | 3.1194 | 3.0152 | 6.1358
23976 | jun | 6.177 | 3.1118 | 3.0652 | 7.4055
24011 | jun | 5.871 | 3.0032 | 2.8679 | 7.0253
24012 | jun | 5.8779 | 2.9906 | 2.8873 | 7.0949
24013 | jun | 5.9073 | 2.9941 | 2.9132 | 7.3704
24014 | jun | 5.9168 | 3.0377 | 2.8792 | 7.1319
24015 | jun | 5.817 | 3.0259 | 2.7911 | 6.4723
24016 | jun | 5.8524 | 3.0073 | 2.8451 | 6.8511
24017 | jun | 5.7765 | 3.0205 | 2.7559 | 6.1455
24018 | jun | 5.6927 | 3.1102 | 2.5824 | 4.7998
24019 | jun | 5.804 | 2.9917 | 2.8123 | 6.4779
24020 | jun | 5.823 | 2.9764 | 2.8466 | 6.7022
24053 | jun | 5.6466 | 3.4474 | 2.1993 | 1.3282
24054 | jun | 6.0675 | 3.2869 | 2.7806 | 6.5175
24055 | jun | 5.9403 | 3.3018 | 2.6386 | 5.4271
24059 | jun | 5.5179 | 3.2138 | 2.3041 | 2.3981
24060 | jun | 5.3571 | 3.1645 | 2.1925 | 2.1683
24064 | jun | 5.8822 | 3.0082 | 2.8739 | 6.9681
24065 | jun | 5.8049 | 3.2015 | 2.6035 | 4.881
24066 | jun | 5.7793 | 3.0228 | 2.7564 | 6.3607
24067 | jun | 5.6019 | 3.2961 | 2.3058 | 2.3333
24069 | jun | 6.1179 | 3.2921 | 2.8258 | 7.0292
24070 | jun | 5.4641 | 3.0949 | 2.3692 | 3.1039
24072 | jun | 5.425 | 3.3352 | 2.0898 | 0.41583
24073 | jun | 5.3909 | 3.2207 | 2.1702 | 1.6896
24076 | jun | 5.6885 | 3.434 | 2.2544 | 1.814
24077 | jun | 5.8648 | 2.9645 | 2.9004 | 7.0987
24078 | jun | 5.9879 | 3.2972 | 2.6907 | 5.8917
24079 | jun | 5.4779 | 3.3139 | 2.164 | 1.0802
24082 | jun | 5.9155 | 3.3254 | 2.5901 | 5.0344
24083 | jun | 5.8228 | 2.956 | 2.8668 | 6.7961
24084 | jun | 5.3452 | 3.1987 | 2.1465 | 2.1407
24085 | jun | 5.6256 | 3.013 | 2.6126 | 5.4513
24086 | jun | 5.2706 | 3.1724 | 2.0982 | 1.9601
24087 | jun | 5.4876 | 3.1533 | 2.3342 | 2.7986
24088 | jun | 5.7493 | 3.3276 | 2.4218 | 3.3523
24089 | jun | 5.971 | 3.2998 | 2.6713 | 5.7387
24090 | jun | 5.7357 | 2.9689 | 2.7667 | 6.3944
24091 | jun | 5.3619 | 3.4079 | 1.9539 | -0.60887
24092 | jun | 6.0488 | 3.2032 | 2.8456 | 6.8715
24093 | jun | 5.2515 | 3.149 | 2.1026 | 2.5758
24095 | jun | 6.0111 | 3.0514 | 2.9596 | 7.7604
24101 | jun | 6.0005 | 3.0884 | 2.9121 | 7.3899
24102 | jun | 5.8905 | 3.3073 | 2.5831 | 4.8822
24104 | jun | 6.1289 | 3.0647 | 3.0642 | 8.5745
24105 | jun | 5.2718 | 3.4204 | 1.8514 | -1.1556
24112 | jun | 6.0012 | 3.2959 | 2.7053 | 5.959
24120 | jun | 5.4183 | 3.5153 | 1.9031 | -1.25
24121 | jun | 6.0733 | 3.0795 | 2.9938 | 8.0751
24122 | jun | 5.8488 | 3.0319 | 2.8169 | 6.4635
24124 | jun | 5.226 | 3.1704 | 2.0556 | 1.9524
24127 | jun | 5.3462 | 3.1301 | 2.2161 | 2.0091
24128 | jun | 5.2554 | 3.1996 | 2.0558 | 1.214
24131 | jun | 5.2471 | 3.1632 | 2.0839 | 0.96034
24133 | jun | 5.873 | 3.326 | 2.5471 | 4.6641
24134 | jun | 5.2609 | 3.1831 | 2.0778 | 1.8439
24136 | jun | 5.1753 | 3.2474 | 1.9279 | 0.12026
24137 | jun | 6.086 | 3.2193 | 2.8667 | 6.9493
24138 | jun | 5.3876 | 3.3041 | 2.0836 | 0.54987
24139 | jun | 6.139 | 3.1337 | 3.0053 | 7.9327
24141 | jun | 5.3763 | 3.2068 | 2.1695 | 2.0649
24147 | jun | 5.2684 | 3.1371 | 2.1313 | 2.8309
24148 | jun | 6.0383 | 3.2989 | 2.7394 | 6.4237
24149 | jun | 5.3532 | 3.3054 | 2.0478 | 0.49763
24150 | jun | 5.1431 | 3.2617 | 1.8815 | -0.22833
24151 | jun | 5.9547 | 3.2652 | 2.6895 | 5.7026
24153 | jun | 5.5966 | 3.0805 | 2.516 | 4.2808
24161 | jun | 6.1282 | 3.1511 | 2.9771 | 7.7505
24162 | jun | 5.4423 | 3.2414 | 2.2008 | 1.5117
24165 | jun | 5.9802 | 3.3139 | 2.6663 | 5.7614
24167 | jun | 5.2675 | 3.177 | 2.0905 | 1.9177
24168 | jun | 5.9752 | 3.2976 | 2.6775 | 5.7735
24171 | jun | 5.7575 | 3.3646 | 2.3929 | 3.284
24174 | jun | 5.9088 | 3.042 | 2.8668 | 6.8265
24175 | jun | 5.7576 | 2.9805 | 2.7771 | 6.1687
24176 | jun | 6.0892 | 3.1751 | 2.9141 | 7.3609
24179 | jun | 5.9544 | 3.0199 | 2.9345 | 7.5189
24184 | jun | 6.0374 | 3.1563 | 2.8811 | 7.1598
24185 | jun | 5.4967 | 3.4124 | 2.0843 | 0.48559
24201 | jun | 5.5089 | 3.4403 | 2.0686 | 1.8144
24202 | jun | 5.4929 | 3.4525 | 2.0404 | 1.342
24210 | jun | 5.398 | 3.4943 | 1.9037 | 0.26439
24211 | jun | 5.3753 | 3.5084 | 1.8668 | 0.18922
24216 | jun | 5.5034 | 3.8289 | 1.6745 | -4.6323
24217 | jun | 5.4416 | 3.5681 | 1.8734 | -0.6916
24219 | jun | 5.5145 | 3.7532 | 1.7613 | -3.9213
24220 | jun | 5.4849 | 3.5799 | 1.9051 | -0.42747
24221 | jun | 5.6939 | 3.6681 | 2.0258 | -3.1175
24224 | jun | 5.4697 | 3.5181 | 1.9517 | -0.033999
24225 | jun | 5.4074 | 3.5373 | 1.8701 | -0.54429
24226 | jun | 5.4978 | 3.6137 | 1.8841 | -0.92831
24228 | jun | 5.5367 | 3.666 | 1.8707 | -1.329
24230 | jun | 5.4418 | 3.6536 | 1.7882 | -2.2969
24236 | jun | 5.1636 | 3.6181 | 1.5456 | -2.5264
24237 | jun | 5.4629 | 3.5774 | 1.8855 | -0.78587
24239 | jun | 5.403 | 3.5478 | 1.8551 | -0.65184
24243 | jun | 5.5799 | 3.8184 | 1.7615 | -4.6827
24244 | jun | 5.6168 | 3.6217 | 1.995 | -2.3154
24245 | jun | 5.4792 | 3.6018 | 1.8774 | -1.656
24248 | jun | 5.7633 | 4.0405 | 1.7229 | -4.8164
24250 | jun | 5.5585 | 3.5714 | 1.9871 | -1.1111
24251 | jun | 5.6242 | 3.4572 | 2.167 | 0.57396
24256 | jun | 5.5274 | 3.5994 | 1.928 | -0.29553
24258 | jun | 5.5907 | 3.4087 | 2.1821 | 1.8929
24260 | jun | 5.3423 | 3.5298 | 1.8126 | -0.80364
24263 | jun | 5.6967 | 3.8483 | 1.8485 | -4.5809
24265 | jun | 5.5636 | 3.8882 | 1.6754 | -5.5045
24266 | jun | 5.3601 | 3.527 | 1.8332 | -0.67612
24269 | jun | 5.493 | 3.6257 | 1.8673 | -1.2529
24270 | jun | 5.5073 | 3.4611 | 2.0462 | 1.0279
24271 | jun | 5.5369 | 3.4851 | 2.0518 | 0.47745
24272 | jun | 5.4748 | 3.6 | 1.8748 | -1.0981
24273 | jun | 5.4196 | 3.7773 | 1.6423 | -4.2994
24277 | jun | 5.6432 | 3.8641 | 1.7791 | -5.0027
24279 | jun | 5.5224 | 3.7532 | 1.7691 | -2.9441
24280 | jun | 5.2647 | 3.5413 | 1.7235 | -1.4575
24281 | jun | 5.7287 | 3.9351 | 1.7936 | -4.7042
24282 | jun | 5.5964 | 3.9386 | 1.6578 | -5.8788
24283 | jun | 5.4633 | 3.5804 | 1.8829 | -1.0554
24290 | jun | 5.656 | 3.3813 | 2.2748 | 1.9957
24292 | jun | 4.9737 | 3.7635 | 1.2103 | -5.6786
24293 | jun | 5.4495 | 3.7481 | 1.7014 | -3.5805
24301 | jun | 5.3147 | 3.2514 | 2.0633 | 1.4665
24311 | jun | 5.1266 | 3.5805 | 1.5461 | -2.2554
24312 | jun | 5.3612 | 3.4137 | 1.9475 | 0.12275
24313 | jun | 5.372 | 3.3447 | 2.0273 | 0.81094
24314 | jun | 5.1411 | 3.3211 | 1.82 | -0.041678
24315 | jun | 5.1846 | 3.2793 | 1.9053 | 0.55755
24316 | jun | 5.2102 | 3.5127 | 1.6975 | -1.0683
24317 | jun | 5.5818 | 3.481 | 2.1008 | 0.88573
24318 | jun | 5.0833 | 3.538 | 1.5453 | -2.1607
24319 | jun | 5.2196 | 3.5707 | 1.6489 | -1.4885
24322 | jun | 5.1759 | 3.5425 | 1.6334 | -1.6545
24323 | jun | 5.1655 | 3.5087 | 1.6568 | -1.2457
24324 | jun | 5.3554 | 3.2967 | 2.0587 | 1.206
24325 | jun | 5.3064 | 3.4624 | 1.844 | -1.3211
24326 | jun | 5.1388 | 3.6406 | 1.4981 | -2.935
24328 | jun | 5.457 | 3.5077 | 1.9493 | -0.34691
24330 | jun | 5.2423 | 3.5615 | 1.6808 | -1.5952
24333 | jun | 5.3395 | 3.5822 | 1.7573 | -1.2665
24340 | jun | 5.3038 | 3.522 | 1.7818 | -0.33353
24343 | jun | 5.3659 | 3.4764 | 1.8894 | -0.90869
24347 | jun | 5.3418 | 3.3239 | 2.0179 | 0.54697
24348 | jun | 5.186 | 3.6692 | 1.5168 | -2.7624
24350 | jun | 5.2644 | 3.4727 | 1.7917 | -0.60571
24351 | jun | 5.4955 | 3.5372 | 1.9583 | 0.11128
24352 | jun | 5.3856 | 3.5209 | 1.8647 | -1.4847
24354 | jun | 5.1686 | 3.5759 | 1.5927 | -1.9097
24360 | jun | 5.3362 | 3.3362 | 2 | 0.9264
24361 | jun | 5.3295 | 3.5137 | 1.8157 | -0.17708
24363 | jun | 5.0964 | 3.7276 | 1.3688 | -4.1233
24366 | jun | 5.1881 | 3.2065 | 1.9815 | 1.3021
24368 | jun | 5.1425 | 3.535 | 1.6075 | -1.6618
24370 | jun | 5.2149 | 3.5297 | 1.6852 | -1.2825
24374 | jun | 5.1415 | 3.5943 | 1.5472 | -2.4192
24375 | jun | 5.0957 | 3.6606 | 1.4351 | -3.4855
24377 | jun | 5.1868 | 3.5109 | 1.6759 | -1.2488
24378 | jun | 5.0804 | 3.7017 | 1.3787 | -4.0531
24380 | jun | 5.2708 | 3.4704 | 1.8004 | -1.8078
24381 | jun | 5.3652 | 3.5004 | 1.8647 | -0.76103
24382 | jun | 5.1934 | 3.4191 | 1.7743 | -0.35632
24401 | jun | 5.5126 | 2.8707 | 2.6419 | 5.5636
24413 | jun | 4.6868 | 4.2458 | 0.44096 | -15.4361
24416 | jun | 5.7009 | 3.0487 | 2.6522 | 5.9999
24421 | jun | 5.3233 | 3.1112 | 2.2121 | 2.4232
24422 | jun | 5.5011 | 3.0837 | 2.4174 | 3.6859
24426 | jun | 5.3393 | 3.1342 | 2.2051 | 1.7197
24430 | jun | 5.303 | 3.1633 | 2.1397 | 1.6419
24431 | jun | 5.6539 | 2.8635 | 2.7904 | 5.9964
24432 | jun | 5.2017 | 3.2992 | 1.9024 | -0.42129
24433 | jun | 4.895 | 3.8078 | 1.0872 | -8.558
24435 | jun | 5.5665 | 3.0493 | 2.5172 | 4.6904
24437 | jun | 5.6435 | 2.7717 | 2.8718 | 7.8286
24439 | jun | 5.4049 | 3.1523 | 2.2526 | 2.7049
24440 | jun | 5.4519 | 3.0275 | 2.4244 | 2.8261
24441 | jun | 5.6394 | 2.8855 | 2.7538 | 6.1572
24442 | jun | 5.0444 | 3.5332 | 1.5112 | -4.2307
24445 | jun | 5.2153 | 3.2828 | 1.9325 | -1.2929
24450 | jun | 5.6408 | 3.0712 | 2.5696 | 5.4682
24458 | jun | 5.0018 | 3.6345 | 1.3673 | -5.8892
24459 | jun | 5.4103 | 3.0858 | 2.3245 | 3.1401
24460 | jun | 5.3111 | 3.2368 | 2.0742 | 0.58926
24464 | jun | 5.4744 | 3.0973 | 2.3772 | 1.4946
24465 | jun | 4.7869 | 4.0345 | 0.75237 | -12.7017
24467 | jun | 5.5987 | 2.8011 | 2.7976 | 7.8386
24468 | jun | 4.9193 | 3.801 | 1.1183 | -9.0944
24471 | jun | 5.6324 | 2.9111 | 2.7213 | 6.5117
24472 | jun | 5.4752 | 3.0651 | 2.4101 | 3.142
24473 | jun | 5.5646 | 3.0743 | 2.4902 | 5.1634
24477 | jun | 5.5131 | 2.9226 | 2.5906 | 3.9134
24479 | jun | 5.3529 | 3.0757 | 2.2773 | 2.6737
24482 | jun | 5.5901 | 2.7952 | 2.7949 | 7.3357
24483 | jun | 5.5347 | 3.0754 | 2.4593 | 3.0765
24484 | jun | 5.0441 | 3.5826 | 1.4615 | -6.0388
24485 | jun | 5.1235 | 3.3953 | 1.7282 | -2.1696
24486 | jun | 5.6245 | 2.8014 | 2.8231 | 8.0706
24487 | jun | 5.0813 | 3.5338 | 1.5475 | -4.7732
24501 | jun | 6.1081 | 2.9458 | 3.1623 | 8.957
24502 | jun | 6.1049 | 2.9585 | 3.1465 | 9.0443
24503 | jun | 6.0533 | 2.948 | 3.1053 | 8.8959
24504 | jun | 6.1196 | 2.9419 | 3.1777 | 8.6849
24517 | jun | 6.1498 | 3.0267 | 3.1231 | 8.6827
24520 | jun | 6.1856 | 3.2343 | 2.9513 | 7.8799
24521 | jun | 5.9086 | 2.9397 | 2.9689 | 6.962
24522 | jun | 6.0887 | 2.9443 | 3.1444 | 7.2678
24523 | jun | 5.9797 | 3.0394 | 2.9404 | 7.5898
24526 | jun | 5.8628 | 3.0228 | 2.84 | 7.1188
24527 | jun | 6.1585 | 3.2325 | 2.926 | 7.4653
24528 | jun | 6.1851 | 3.0192 | 3.1659 | 8.1595
24529 | jun | 6.155 | 3.182 | 2.973 | 7.5884
24530 | jun | 6.0726 | 3.2524 | 2.8202 | 6.6406
24531 | jun | 6.1317 | 3.207 | 2.9246 | 7.3334
24534 | jun | 6.1965 | 3.0894 | 3.1071 | 7.9698
24536 | jun | 5.9794 | 2.9766 | 3.0028 | 8.2551
24538 | jun | 6.1373 | 2.9466 | 3.1907 | 8.2996
24539 | jun | 6.1781 | 3.0967 | 3.0814 | 8.0652
24540 | jun | 6.1612 | 3.2677 | 2.8935 | 7.3924
24541 | jun | 6.1461 | 3.2898 | 2.8563 | 7.2382
24549 | jun | 6.11 | 3.2626 | 2.8474 | 6.9701
24550 | jun | 6.1288 | 2.9968 | 3.132 | 8.8937
24551 | jun | 6.0671 | 2.9789 | 3.0882 | 8.8344
24553 | jun | 6.0671 | 2.8813 | 3.1858 | 7.868
24554 | jun | 6.1738 | 3.0136 | 3.1602 | 8.5451
24555 | jun | 5.7609 | 3.0439 | 2.717 | 6.7259
24556 | jun | 6.0138 | 3.0007 | 3.0131 | 8.3759
24557 | jun | 6.1769 | 3.1151 | 3.0618 | 8.2113
24558 | jun | 6.1868 | 3.136 | 3.0508 | 8.1081
24562 | jun | 6.0378 | 2.8609 | 3.1769 | 7.174
24563 | jun | 6.1619 | 3.0611 | 3.1008 | 8.5466
24565 | jun | 6.194 | 3.1419 | 3.052 | 8.1573
24566 | jun | 6.1794 | 3.2064 | 2.973 | 7.7079
24569 | jun | 6.1928 | 3.0451 | 3.1476 | 8.6424
24570 | jun | 6.0283 | 3.0084 | 3.0199 | 8.4004
24571 | jun | 6.1453 | 3.0469 | 3.0984 | 8.7197
24572 | jun | 6.0876 | 2.9167 | 3.171 | 8.851
24574 | jun | 5.8917 | 2.9813 | 2.9104 | 7.3822
24577 | jun | 6.1837 | 3.0736 | 3.1101 | 8.2468
24578 | jun | 5.7062 | 3.0618 | 2.6444 | 5.8455
24579 | jun | 5.7596 | 3.0509 | 2.7087 | 6.214
24580 | jun | 6.1384 | 3.2011 | 2.9373 | 7.5313
24586 | jun | 6.1975 | 3.2552 | 2.9423 | 7.7289
24588 | jun | 6.1215 | 2.982 | 3.1395 | 8.5471
24589 | jun | 6.2031 | 3.1262 | 3.077 | 7.9684
24590 | jun | 6.0654 | 2.8703 | 3.1951 | 6.9558
24592 | jun | 6.1826 | 3.1817 | 3.0009 | 7.9788
24593 | jun | 6.1423 | 2.945 | 3.1973 | 8.0813
24594 | jun | 6.202 | 3.2264 | 2.9756 | 7.8717
24597 | jun | 6.1797 | 3.1533 | 3.0264 | 8.0592
24598 | jun | 6.1497 | 3.1968 | 2.953 | 7.6689
24599 | jun | 6.0317 | 2.8717 | 3.16 | 7.42
24602 | jun | 5.2471 | 3.435 | 1.8121 | -0.42756
24603 | jun | 5.5612 | 3.5845 | 1.9767 | 0.20323
24605 | jun | 5.179 | 3.298 | 1.881 | 0.356
24609 | jun | 5.2548 | 3.5054 | 1.7495 | -1.0387
24613 | jun | 5.1946 | 3.241 | 1.9536 | 0.95675
24614 | jun | 5.4874 | 3.535 | 1.9524 | 0.2776
24620 | jun | 5.4907 | 3.4926 | 1.998 | 0.7141
24622 | jun | 5.3061 | 3.4646 | 1.8416 | -0.44418
24627 | jun | 5.4932 | 3.5726 | 1.9206 | -0.19729
24630 | jun | 5.1542 | 3.4423 | 1.7118 | -1.0265
24631 | jun | 5.3883 | 3.5054 | 1.8829 | -0.17914
24634 | jun | 5.3868 | 3.4679 | 1.9189 | 0.1349
24637 | jun | 5.2236 | 3.5014 | 1.7222 | -1.1543
24639 | jun | 5.322 | 3.4952 | 1.8268 | -0.56436
24641 | jun | 5.2795 | 3.4845 | 1.7949 | -0.70765
24646 | jun | 5.379 | 3.5269 | 1.8521 | -0.47874
24649 | jun | 5.3121 | 3.5141 | 1.798 | -0.79679
24651 | jun | 5.102 | 3.5268 | 1.5751 | -2.0526
24656 | jun | 5.4383 | 3.5457 | 1.8925 | -0.26969
24657 | jun | 5.3551 | 3.475 | 1.88 | -0.19068
24701 | jun | 5.2009 | 3.1803 | 2.0206 | 1.5926
24712 | jun | 5.2411 | 3.1566 | 2.0845 | 2.5621
24714 | jun | 5.191 | 3.2138 | 1.9772 | 1.2744
24715 | jun | 5.2046 | 3.2322 | 1.9724 | 1.1458
24726 | jun | 5.2419 | 3.2659 | 1.976 | 1.3538
24731 | jun | 5.2069 | 3.1676 | 2.0393 | 1.8073
24733 | jun | 5.1837 | 3.2254 | 1.9584 | 1.1203
24736 | jun | 5.1979 | 3.2259 | 1.9719 | 1.2291
24740 | jun | 5.2163 | 3.1666 | 2.0497 | 2.025
24747 | jun | 5.1976 | 3.1877 | 2.0099 | 1.5007
24801 | jun | 5.282 | 3.2811 | 2.001 | 1.3023
24815 | jun | 5.2926 | 3.3866 | 1.906 | 0.28085
24818 | jun | 5.3849 | 3.3263 | 2.0585 | 1.622
24822 | jun | 5.376 | 3.3627 | 2.0133 | 1.0626
24823 | jun | 5.3969 | 3.3843 | 2.0126 | 0.87301
24827 | jun | 5.3206 | 3.4066 | 1.914 | 0.06381
24828 | jun | 5.373 | 3.3088 | 2.0642 | 1.6573
24834 | jun | 5.3682 | 3.301 | 2.0672 | 1.8186
24839 | jun | 5.4761 | 3.381 | 2.0951 | 1.5694
24844 | jun | 5.4255 | 3.3821 | 2.0435 | 1.2661
24849 | jun | 5.2936 | 3.3503 | 1.9433 | 0.74486
24850 | jun | 5.3732 | 3.4312 | 1.942 | 0.37684
24859 | jun | 5.3287 | 3.3168 | 2.0119 | 1.3734
24860 | jun | 5.2971 | 3.3658 | 1.9313 | 0.54103
24862 | jun | 5.4932 | 3.4247 | 2.0685 | 1.252
24868 | jun | 5.2347 | 3.2443 | 1.9904 | 1.3383
24869 | jun | 5.4478 | 3.3683 | 2.0795 | 1.5437
24870 | jun | 5.2666 | 3.4015 | 1.8651 | -0.067083
24873 | jun | 5.3407 | 3.3286 | 2.0121 | 1.1918
24874 | jun | 5.3188 | 3.2869 | 2.0319 | 1.6639
24879 | jun | 5.3318 | 3.4031 | 1.9286 | 0.32338
24882 | jun | 5.4399 | 3.3679 | 2.072 | 1.4552
24884 | jun | 5.2812 | 3.3319 | 1.9493 | 0.81946
24901 | jun | 5.2191 | 3.2314 | 1.9878 | 0.90999
24910 | jun | 5.1787 | 3.2839 | 1.8947 | 0.61215
24915 | jun | 4.6723 | 4.3689 | 0.30344 | -18.0765
24916 | jun | 5.203 | 3.2669 | 1.936 | 0.67844
24918 | jun | 5.3162 | 3.1218 | 2.1943 | 3.3522
24920 | jun | 4.6385 | 4.4436 | 0.19495 | -18.3995
24925 | jun | 5.2329 | 3.1601 | 2.0728 | 1.4734
24927 | jun | 4.664 | 4.4651 | 0.19883 | -19.7274
24931 | jun | 5.0504 | 3.5065 | 1.5439 | -3.4491
24934 | jun | 4.7575 | 4.1942 | 0.56327 | -15.6357
24935 | jun | 5.2931 | 3.1497 | 2.1433 | 3.1221
24938 | jun | 5.1993 | 3.2846 | 1.9147 | -0.15432
24941 | jun | 5.2085 | 3.1963 | 2.0122 | 0.54767
24943 | jun | 5.0646 | 3.4725 | 1.5921 | -2.5102
24944 | jun | 4.7173 | 4.244 | 0.47326 | -16.4202
24945 | jun | 5.2689 | 3.1482 | 2.1207 | 2.527
24946 | jun | 4.8075 | 4.1266 | 0.68096 | -14.5451
24951 | jun | 5.169 | 3.2272 | 1.9418 | 0.54058
24954 | jun | 4.8747 | 4.0041 | 0.87061 | -12.6308
24957 | jun | 5.2105 | 3.2737 | 1.9368 | 0.34254
24962 | jun | 5.2318 | 3.2111 | 2.0207 | 1.8484
24963 | jun | 5.2746 | 3.1447 | 2.1299 | 2.66
24966 | jun | 4.9554 | 3.769 | 1.1864 | -8.4399
24970 | jun | 5.2542 | 3.1603 | 2.0939 | 2.0944
24974 | jun | 5.2289 | 3.1621 | 2.0668 | 1.4568
24976 | jun | 5.2545 | 3.1489 | 2.1056 | 2.2193
24977 | jun | 5.0685 | 3.4778 | 1.5907 | -2.7256
24981 | jun | 5.2681 | 3.1813 | 2.0868 | 2.4687
24983 | jun | 5.2202 | 3.1736 | 2.0466 | 1.372
24984 | jun | 5.184 | 3.219 | 1.965 | 0.3889
24985 | jun | 5.2916 | 3.1464 | 2.1452 | 2.957
24986 | jun | 5.1563 | 3.3446 | 1.8117 | -1.899
24991 | jun | 5.0585 | 3.5214 | 1.5371 | -3.9213
24993 | jun | 5.2699 | 3.1395 | 2.1304 | 2.7147
25003 | jun | 5.6274 | 3.2096 | 2.4177 | 2.3625
25005 | jun | 5.485 | 3.2998 | 2.1851 | -0.62194
25007 | jun | 5.2523 | 3.4174 | 1.8349 | -0.29058
25008 | jun | 5.2944 | 3.4217 | 1.8728 | -0.20555
25009 | jun | 5.5883 | 3.2334 | 2.3549 | 2.1482
25015 | jun | 5.498 | 3.2614 | 2.2366 | 1.5003
25019 | jun | 5.3767 | 3.3672 | 2.0095 | -0.83125
25021 | jun | 5.4393 | 3.3727 | 2.0666 | 0.82391
25024 | jun | 5.5474 | 3.2536 | 2.2938 | 1.9543
25025 | jun | 5.4987 | 3.2642 | 2.2345 | 1.0942
25028 | jun | 5.4939 | 3.341 | 2.1529 | 1.2657
25030 | jun | 5.4256 | 3.3174 | 2.1082 | -0.29426
25033 | jun | 5.5898 | 3.1886 | 2.4012 | 1.9932
25035 | jun | 5.5123 | 3.2622 | 2.2501 | 1.6859
25039 | jun | 5.4469 | 3.3018 | 2.1451 | 0.88418
25043 | jun | 5.3427 | 3.425 | 1.9177 | -1.9646
25044 | jun | 5.2541 | 3.4479 | 1.8062 | -0.39945
25045 | jun | 5.5099 | 3.2706 | 2.2393 | 0.26867
25047 | jun | 5.5755 | 3.4623 | 2.1132 | 1.134
25048 | jun | 5.3172 | 3.4049 | 1.9124 | -0.084034
25049 | jun | 5.5191 | 3.2721 | 2.247 | 1.7669
25051 | jun | 5.5792 | 3.2578 | 2.3214 | 1.9833
25053 | jun | 5.5727 | 3.321 | 2.2517 | 1.7818
25059 | jun | 5.3891 | 3.3528 | 2.0362 | -0.19632
25060 | jun | 5.354 | 3.3825 | 1.9715 | 0.25802
25062 | jun | 5.2699 | 3.4223 | 1.8476 | -0.33388
25063 | jun | 5.3356 | 3.4598 | 1.8758 | -2.6684
25064 | jun | 5.639 | 3.1644 | 2.4747 | 2.3955
25071 | jun | 5.5861 | 3.2198 | 2.3663 | 1.1564
25075 | jun | 5.4247 | 3.3364 | 2.0883 | 0.8319
25079 | jun | 5.5543 | 3.2445 | 2.3098 | 0.61824
25081 | jun | 5.5635 | 3.2844 | 2.2792 | 1.8321
25082 | jun | 5.6099 | 3.202 | 2.4078 | 2.2642
25083 | jun | 5.4443 | 3.3088 | 2.1355 | 0.92278
25085 | jun | 5.3358 | 3.3872 | 1.9485 | -0.3072
25088 | jun | 5.4249 | 3.3178 | 2.1071 | -0.06209
25093 | jun | 5.4713 | 3.332 | 2.1393 | 1.1992
25103 | jun | 5.4267 | 3.3303 | 2.0965 | 0.76754
25106 | jun | 5.6355 | 3.2627 | 2.3729 | 2.8051
25107 | jun | 5.5518 | 3.2397 | 2.3121 | 2.0206
25108 | jun | 5.5623 | 3.3571 | 2.2052 | 1.5543
25111 | jun | 5.3981 | 3.3456 | 2.0526 | -0.53764
25113 | jun | 5.3532 | 3.4155 | 1.9377 | -1.995
25114 | jun | 5.5196 | 3.3419 | 2.1777 | 1.3935
25115 | jun | 5.3209 | 3.3933 | 1.9276 | -0.07429
25118 | jun | 5.4125 | 3.3417 | 2.0708 | 0.60839
25119 | jun | 5.3311 | 3.4007 | 1.9303 | 0.12836
25121 | jun | 5.5683 | 3.3793 | 2.189 | 1.4931
25123 | jun | 5.582 | 3.2272 | 2.3548 | 2.0395
25124 | jun | 5.5737 | 3.2096 | 2.3642 | 1.548
25125 | jun | 5.4073 | 3.3357 | 2.0716 | -0.12311
25130 | jun | 5.5309 | 3.3133 | 2.2177 | 1.5597
25132 | jun | 5.4583 | 3.2883 | 2.17 | 0.92694
25133 | jun | 5.4001 | 3.3532 | 2.0469 | -1.0023
25136 | jun | 5.3688 | 3.3712 | 1.9976 | 0.22037
25139 | jun | 5.4208 | 3.3323 | 2.0885 | 0.65621
25140 | jun | 5.2943 | 3.4054 | 1.8889 | -0.095911
25141 | jun | 5.3648 | 3.4222 | 1.9426 | -2.2888
25142 | jun | 5.601 | 3.2403 | 2.3607 | 2.1414
25143 | jun | 5.6344 | 3.1581 | 2.4763 | 2.3294
25148 | jun | 5.4716 | 3.3099 | 2.1617 | 1.3209
25154 | jun | 5.5642 | 3.2654 | 2.2988 | 1.9091
25159 | jun | 5.6032 | 3.1759 | 2.4274 | 1.9199
25160 | jun | 5.4412 | 3.3075 | 2.1337 | 0.40491
25161 | jun | 5.4026 | 3.3536 | 2.049 | 0.55828
25164 | jun | 5.4397 | 3.3228 | 2.1169 | -0.70225
25165 | jun | 5.5628 | 3.2498 | 2.313 | 2.0032
25168 | jun | 5.5955 | 3.1763 | 2.4193 | 1.9967
25169 | jun | 5.5996 | 3.2456 | 2.354 | 2.1214
25173 | jun | 5.3518 | 3.3855 | 1.9663 | 0.22714
25174 | jun | 5.2497 | 3.427 | 1.8227 | -0.35824
25177 | jun | 5.6332 | 3.1686 | 2.4646 | 2.348
25180 | jun | 5.243 | 3.4135 | 1.8295 | -0.2489
25181 | jun | 5.4989 | 3.3035 | 2.1954 | 1.4909
25187 | jun | 5.5962 | 3.2291 | 2.3671 | 2.3004
25193 | jun | 5.4178 | 3.343 | 2.0748 | 0.86264
25202 | jun | 5.6242 | 3.1881 | 2.4361 | 2.3283
25204 | jun | 5.4109 | 3.3632 | 2.0476 | 0.72656
25208 | jun | 5.3214 | 3.3963 | 1.9251 | 0.074016
25209 | jun | 5.3008 | 3.4131 | 1.8877 | -0.13941
25213 | jun | 5.6126 | 3.1743 | 2.4384 | 2.1664
25214 | jun | 5.5193 | 3.2625 | 2.2568 | 1.7702
25231 | jun | 5.57 | 3.2279 | 2.3422 | 0.81046
25234 | jun | 5.4396 | 3.4255 | 2.0141 | -2.0441
25235 | jun | 5.3946 | 3.4105 | 1.9841 | -2.2375
25239 | jun | 5.5899 | 3.2744 | 2.3155 | 2.1414
25241 | jun | 5.5757 | 3.2576 | 2.3181 | 1.8758
25243 | jun | 5.5302 | 3.2732 | 2.257 | -0.18894
25244 | jun | 5.5498 | 3.296 | 2.2537 | 0.52583
25245 | jun | 5.5672 | 3.2405 | 2.3267 | 1.3087
25248 | jun | 5.5724 | 3.2293 | 2.3431 | 0.98089
25251 | jun | 5.4888 | 3.3096 | 2.1793 | -0.93606
25252 | jun | 5.5474 | 3.3639 | 2.1834 | 0.8337
25253 | jun | 5.6317 | 3.2716 | 2.3602 | 2.6764
25259 | jun | 5.4677 | 3.3449 | 2.1228 | -1.5332
25260 | jun | 5.6532 | 3.2969 | 2.3563 | 2.9876
25261 | jun | 5.4155 | 3.4572 | 1.9583 | -2.3359
25262 | jun | 5.5975 | 3.2905 | 2.307 | 2.2765
25264 | jun | 5.6069 | 3.2696 | 2.3373 | 2.3538
25266 | jun | 5.4309 | 3.3581 | 2.0728 | -1.527
25267 | jun | 5.3647 | 3.5057 | 1.859 | -3.1122
25268 | jun | 5.4133 | 3.42 | 1.9932 | -2.4478
25270 | jun | 5.5098 | 3.3413 | 2.1685 | -0.4206
25271 | jun | 5.5648 | 3.2719 | 2.2928 | 1.2909
25275 | jun | 5.5532 | 3.3264 | 2.2269 | 1.2522
25276 | jun | 5.4847 | 3.3481 | 2.1366 | -1.339
25285 | jun | 5.39 | 3.3715 | 2.0185 | -1.4748
25286 | jun | 5.5225 | 3.2625 | 2.26 | -0.12883
25287 | jun | 5.6625 | 3.2768 | 2.3857 | 3.0427
25301 | jun | 5.6192 | 3.1862 | 2.433 | 2.2239
25302 | jun | 5.631 | 3.1823 | 2.4487 | 2.106
25303 | jun | 5.6313 | 3.1762 | 2.4551 | 2.3183
25304 | jun | 5.5884 | 3.206 | 2.3825 | 2.1675
25306 | jun | 5.555 | 3.2271 | 2.328 | 1.7043
25309 | jun | 5.6378 | 3.1838 | 2.454 | 2.4127
25311 | jun | 5.6066 | 3.1974 | 2.4092 | 2.0087
25312 | jun | 5.6192 | 3.1777 | 2.4415 | 1.9636
25313 | jun | 5.6353 | 3.1576 | 2.4777 | 2.3287
25314 | jun | 5.6126 | 3.1984 | 2.4142 | 2.2911
25315 | jun | 5.5488 | 3.2293 | 2.3194 | 2.0147
25320 | jun | 5.5938 | 3.2014 | 2.3924 | 1.3717
25401 | jul | 6.0244 | 3.1505 | 2.8739 | 7.7114
25403 | jul | 5.9914 | 3.1549 | 2.8365 | 7.56
25404 | jul | 6.0715 | 3.1327 | 2.9388 | 7.6489
25405 | jul | 6.0242 | 3.1646 | 2.8596 | 7.7798
25411 | jun | 5.7672 | 3.0948 | 2.6724 | 6.6109
25413 | jun | 5.9085 | 3.1242 | 2.7843 | 7.726
25414 | jul | 6.0473 | 3.2533 | 2.794 | 6.9791
25419 | jul | 6.0648 | 3.1128 | 2.9519 | 7.3908
25420 | jun | 5.8414 | 3.0891 | 2.7522 | 7.3426
25422 | jun | 5.7262 | 3.0806 | 2.6457 | 6.3773
25425 | jul | 6.0566 | 3.2601 | 2.7965 | 6.4537
25427 | jun | 5.8265 | 3.0878 | 2.7387 | 7.1146
25428 | jun | 5.8964 | 3.0977 | 2.7988 | 7.6738
25430 | jul | 6.0418 | 3.1945 | 2.8474 | 7.6961
25431 | jun | 5.6678 | 3.0782 | 2.5895 | 6.0636
25434 | jun | 5.6537 | 3.1049 | 2.5488 | 5.8256
25437 | jun | 5.6299 | 3.0923 | 2.5376 | 5.931
25438 | jul | 6.0605 | 3.2209 | 2.8396 | 7.1108
25442 | jul | 6.0788 | 3.1841 | 2.8947 | 7.2291
25443 | jul | 6.0914 | 3.1515 | 2.9399 | 7.2574
25444 | jun | 5.6079 | 3.1255 | 2.4824 | 5.5942
25446 | jul | 6.0185 | 3.2515 | 2.767 | 7.463
25501 | jun | 5.6031 | 3.2842 | 2.3188 | 2.1862
25502 | jun | 5.6137 | 3.2384 | 2.3752 | 2.4822
25503 | jun | 5.6185 | 3.2256 | 2.3929 | 2.4297
25504 | jun | 5.6359 | 3.2843 | 2.3517 | 2.7393
25505 | jun | 5.6149 | 3.3707 | 2.2442 | 1.9803
25506 | jun | 5.6046 | 3.3041 | 2.3005 | 2.3648
25508 | jun | 5.6156 | 3.4153 | 2.2003 | 1.722
25510 | jun | 5.6182 | 3.2109 | 2.4074 | 2.3377
25511 | jun | 5.6362 | 3.4775 | 2.1587 | 1.7578
25512 | jun | 5.6107 | 3.3687 | 2.2419 | 2.3145
25514 | jun | 5.6481 | 3.4856 | 2.1626 | 2.1317
25515 | jun | 5.6194 | 3.256 | 2.3634 | 2.6419
25517 | jun | 5.6472 | 3.486 | 2.1612 | 1.9454
25520 | jun | 5.623 | 3.2397 | 2.3834 | 2.5148
25521 | jun | 5.6014 | 3.2377 | 2.3637 | 2.2739
25523 | jun | 5.6062 | 3.2502 | 2.356 | 2.3362
25524 | jun | 5.6246 | 3.4032 | 2.2214 | 1.9353
25526 | jun | 5.6192 | 3.1957 | 2.4235 | 2.3005
25529 | jun | 5.5936 | 3.271 | 2.3226 | 2.0521
25530 | jun | 5.6388 | 3.4452 | 2.1935 | 2.6205
25534 | jun | 5.6233 | 3.4295 | 2.1938 | 1.878
25535 | jun | 5.6229 | 3.3483 | 2.2745 | 2.7351
25537 | jun | 5.6315 | 3.2835 | 2.348 | 2.7293
25540 | jun | 5.6136 | 3.3266 | 2.287 | 2.2627
25541 | jun | 5.6247 | 3.2368 | 2.3879 | 2.4867
25544 | jun | 5.6011 | 3.2901 | 2.3111 | 2.322
25545 | jun | 5.6361 | 3.2593 | 2.3769 | 2.6982
25547 | jun | 5.589 | 3.4046 | 2.1845 | 1.5332
25550 | jun | 5.6484 | 3.2648 | 2.3836 | 2.8896
25555 | jun | 5.6326 | 3.4504 | 2.1822 | 2.3727
25557 | jun | 5.6119 | 3.3543 | 2.2576 | 2.1727
25559 | jun | 5.6183 | 3.2852 | 2.3331 | 2.5697
25560 | jun | 5.6263 | 3.1619 | 2.4644 | 2.251
25564 | jun | 5.611 | 3.2127 | 2.3983 | 2.2862
25565 | jun | 5.6086 | 3.3414 | 2.2672 | 2.0581
25567 | jun | 5.6034 | 3.2422 | 2.3612 | 2.1884
25570 | jun | 5.6145 | 3.38 | 2.2345 | 2.5104
25571 | jun | 5.6073 | 3.2794 | 2.3279 | 2.4406
25573 | jun | 5.6002 | 3.2471 | 2.3531 | 2.2148
25601 | jun | 5.5922 | 3.4595 | 2.1326 | 1.266
25607 | jun | 5.4237 | 3.3963 | 2.0275 | 0.60877
25608 | jun | 5.5385 | 3.4301 | 2.1084 | 1.3684
25617 | jun | 5.4282 | 3.4082 | 2.0201 | 0.71349
25621 | jun | 5.5491 | 3.4389 | 2.1102 | 1.34
25632 | jun | 5.5516 | 3.441 | 2.1105 | 1.1644
25635 | jun | 5.5022 | 3.4217 | 2.0806 | 1.0432
25638 | jun | 5.5814 | 3.5011 | 2.0804 | 1.0186
25650 | jun | 5.5067 | 3.411 | 2.0957 | 1.3008
25651 | jun | 5.5553 | 3.4678 | 2.0874 | 1.2128
25654 | jun | 5.5357 | 3.395 | 2.1407 | 1.2501
25661 | jun | 5.6727 | 3.6073 | 2.0655 | 1.2002
25666 | jun | 5.6401 | 3.5324 | 2.1076 | 1.317
25669 | jun | 5.6829 | 3.57 | 2.1129 | 1.6396
25670 | jun | 5.6161 | 3.5467 | 2.0695 | 1.0265
25671 | jun | 5.6355 | 3.515 | 2.1205 | 1.3513
25674 | jun | 5.6739 | 3.5802 | 2.0938 | 1.4161
25676 | jun | 5.657 | 3.5698 | 2.0872 | 1.2699
25678 | jun | 5.6145 | 3.5529 | 2.0616 | 0.9817
25699 | jun | 5.6627 | 3.5463 | 2.1164 | 1.6093
25701 | jun | 5.6382 | 3.3317 | 2.3065 | 2.8372
25702 | jun | 5.6469 | 3.2953 | 2.3516 | 2.8639
25703 | jun | 5.6494 | 3.3286 | 2.3207 | 2.9361
25704 | jun | 5.6348 | 3.4111 | 2.2237 | 2.6631
25705 | jun | 5.6484 | 3.3044 | 2.344 | 2.9013
25801 | jun | 5.1887 | 3.4632 | 1.7255 | -0.38712
25811 | jun | 5.2329 | 3.31 | 1.923 | 1.0224
25812 | jun | 5.2989 | 3.4056 | 1.8933 | -0.43081
25813 | jun | 5.1014 | 3.4981 | 1.6034 | -0.78924
25817 | jun | 5.234 | 3.4123 | 1.8217 | -0.21614
25820 | jun | 5.1794 | 3.2456 | 1.9338 | 0.88943
25823 | jun | 5.1537 | 3.4136 | 1.74 | -0.19631
25825 | jun | 5.1118 | 3.41 | 1.7018 | -0.54624
25827 | jun | 5.1677 | 3.4444 | 1.7233 | -0.24066
25831 | jun | 5.0994 | 3.5373 | 1.5622 | -2.1914
25832 | jun | 5.0733 | 3.4984 | 1.5749 | -0.93338
25837 | jun | 5.2049 | 3.4705 | 1.7344 | -1.1308
25839 | jun | 5.2326 | 3.4186 | 1.8141 | -0.24618
25840 | jun | 5.1806 | 3.5007 | 1.6799 | -1.7784
25841 | jun | 5.1606 | 3.2952 | 1.8655 | 0.30283
25843 | jun | 5.1172 | 3.379 | 1.7382 | -0.57991
25844 | jun | 5.2258 | 3.4296 | 1.7962 | -0.27376
25845 | jun | 5.2919 | 3.3397 | 1.9522 | 0.89717
25848 | jun | 5.2381 | 3.397 | 1.8411 | -0.027684
25854 | jun | 5.1547 | 3.5505 | 1.6041 | -2.7835
25857 | jun | 5.1523 | 3.3722 | 1.7801 | -0.093862
25862 | jun | 5.2222 | 3.468 | 1.7542 | -1.2986
25864 | jun | 5.1698 | 3.4662 | 1.7035 | -0.25607
25865 | jun | 5.2033 | 3.4236 | 1.7797 | -0.1035
25868 | jun | 5.0811 | 3.6154 | 1.4657 | -3.9788
25870 | jun | 5.2447 | 3.3501 | 1.8946 | 0.64823
25876 | jun | 5.2742 | 3.3209 | 1.9533 | 1.1012
25880 | jun | 5.2197 | 3.4578 | 1.7619 | -0.22321
25882 | jun | 5.2579 | 3.3016 | 1.9563 | 1.2742
25901 | jun | 5.2315 | 3.4424 | 1.7892 | -0.26741
25902 | jun | 5.1755 | 3.3167 | 1.8587 | 0.42372
25908 | jun | 5.1668 | 3.3992 | 1.7677 | -0.03348
25913 | jun | 5.2599 | 3.3756 | 1.8843 | 0.29454
25915 | jun | 5.1966 | 3.3515 | 1.8451 | 0.44148
25917 | jun | 5.2679 | 3.4394 | 1.8285 | -0.18487
25918 | jun | 5.1205 | 3.4292 | 1.6914 | -0.3879
25920 | jun | 5.2142 | 3.3922 | 1.8221 | 0.15422
25922 | jun | 5.1962 | 3.2089 | 1.9872 | 1.3632
25928 | jun | 5.2261 | 3.3007 | 1.9254 | 1.0327
25932 | jun | 5.1956 | 3.4466 | 1.749 | -0.24023
25936 | jun | 5.1978 | 3.4657 | 1.7321 | -0.63916
25938 | jun | 5.2507 | 3.4622 | 1.7886 | -1.4852
25951 | jun | 5.2248 | 3.245 | 1.9798 | 1.8418
25958 | jun | 4.9728 | 3.6907 | 1.2821 | -6.3038
25962 | jun | 5.0196 | 3.6264 | 1.3932 | -4.8009
25965 | jun | 5.062 | 3.5005 | 1.5615 | -2.6631
25966 | jun | 5.1023 | 3.4332 | 1.6691 | -1.3048
25969 | jun | 5.1531 | 3.3264 | 1.8268 | 0.31627
25971 | jun | 5.2122 | 3.2097 | 2.0025 | 1.7654
25976 | jun | 5.0503 | 3.5612 | 1.4891 | -3.3301
25977 | jun | 5.1109 | 3.4691 | 1.6418 | -1.378
25978 | jun | 5.2003 | 3.2747 | 1.9256 | 1.4089
25979 | jun | 5.2394 | 3.1866 | 2.0529 | 2.3844
25981 | jun | 4.9287 | 3.7917 | 1.137 | -8.0984
25984 | jun | 4.9712 | 3.6715 | 1.2997 | -6.1386
25985 | jun | 5.138 | 3.3889 | 1.7491 | -0.28046
25986 | jun | 5.0476 | 3.5375 | 1.5101 | -3.2412
25989 | jun | 5.1035 | 3.4222 | 1.6813 | -0.4217
26003 | jun | 5.5906 | 3.7726 | 1.818 | 0.33386
26031 | jun | 5.5655 | 3.7973 | 1.7682 | -0.13626
26032 | jun | 5.6646 | 3.6948 | 1.9698 | 1.6724
26033 | jun | 5.4166 | 3.8381 | 1.5785 | -3.1116
26034 | jun | 5.6922 | 3.5224 | 2.1699 | 3.9247
26035 | jun | 5.7162 | 3.6157 | 2.1005 | 2.9727
26036 | jun | 5.4896 | 3.7891 | 1.7005 | -1.2517
26037 | jun | 5.7224 | 3.6279 | 2.0946 | 2.9274
26038 | jun | 5.5389 | 3.802 | 1.7368 | -0.50824
26039 | jun | 5.4633 | 3.8281 | 1.6352 | -2.2714
26040 | jun | 5.5588 | 3.8015 | 1.7573 | -0.21969
26041 | jun | 5.5006 | 3.8151 | 1.6855 | -1.3068
26047 | jun | 5.7023 | 3.5443 | 2.158 | 3.6718
26050 | jun | 5.6845 | 3.519 | 2.1655 | 3.6939
26055 | jun | 5.4631 | 3.8358 | 1.6273 | -2.776
26059 | jun | 5.5645 | 3.7643 | 1.8002 | 0.014988
26060 | jun | 5.5892 | 3.7365 | 1.8526 | 0.49761
26062 | jun | 5.7178 | 3.5845 | 2.1333 | 3.3266
26070 | jun | 5.6919 | 3.6855 | 2.0064 | 2.1367
26101 | jun | 5.6593 | 3.4729 | 2.1864 | 3.5041
26104 | jun | 5.66 | 3.4665 | 2.1936 | 2.933
26105 | jun | 5.6708 | 3.4835 | 2.1873 | 3.2157
26133 | jun | 5.6368 | 3.4211 | 2.2158 | 2.5814
26134 | jun | 5.5995 | 3.5308 | 2.0688 | 1.4795
26136 | jun | 5.4395 | 3.4897 | 1.9498 | -1.5832
26137 | jun | 5.3934 | 3.538 | 1.8554 | -2.6518
26138 | jun | 5.4499 | 3.4974 | 1.9525 | -1.1414
26141 | jun | 5.4739 | 3.4264 | 2.0475 | -1.1347
26142 | jun | 5.6389 | 3.4515 | 2.1875 | 2.3536
26143 | jun | 5.5433 | 3.436 | 2.1074 | 0.52963
26146 | jun | 5.5116 | 3.6835 | 1.8282 | -0.48308
26147 | jun | 5.421 | 3.4821 | 1.9389 | -2.1399
26148 | jun | 5.4583 | 3.5158 | 1.9425 | -0.75567
26149 | jun | 5.4578 | 3.7472 | 1.7106 | -2.0759
26150 | jun | 5.6315 | 3.4483 | 2.1832 | 2.3583
26151 | jun | 5.4339 | 3.4489 | 1.985 | -2.0131
26152 | jun | 5.4623 | 3.4692 | 1.9931 | -0.9551
26155 | jun | 5.4737 | 3.7998 | 1.6739 | -2.2601
26159 | jun | 5.4805 | 3.7672 | 1.7133 | -1.7291
26160 | jun | 5.5253 | 3.3953 | 2.1301 | 0.072983
26161 | jun | 5.5282 | 3.524 | 2.0042 | 0.31592
26164 | jun | 5.5992 | 3.3541 | 2.2451 | 2.0963
26167 | jun | 5.4067 | 3.8254 | 1.5813 | -3.6218
26169 | jun | 5.6167 | 3.4257 | 2.191 | 1.8097
26170 | jun | 5.5434 | 3.6189 | 1.9245 | 0.24245
26175 | jun | 5.4857 | 3.7311 | 1.7546 | -1.2469
26178 | jun | 5.4293 | 3.5622 | 1.8671 | -1.7253
26180 | jun | 5.5944 | 3.4688 | 2.1256 | 1.4052
26181 | jun | 5.6518 | 3.4521 | 2.1997 | 3.2716
26184 | jun | 5.6162 | 3.5031 | 2.1131 | 1.7038
26187 | jun | 5.6763 | 3.4702 | 2.2061 | 2.9018
26201 | jun | 4.9981 | 4.3605 | 0.63756 | -9.5245
26202 | jun | 5.014 | 3.8467 | 1.1674 | -8.3456
26203 | jun | 5.0792 | 3.9151 | 1.1641 | -8.2487
26205 | jun | 5.0069 | 3.9057 | 1.1012 | -9.1833
26206 | jun | 4.9165 | 4.12 | 0.7965 | -12.5534
26208 | jun | 4.9932 | 3.9722 | 1.021 | -10.0608
26210 | jun | 5.0585 | 4.28 | 0.77849 | -9.1997
26215 | jun | 5.0481 | 4.233 | 0.81505 | -9.8012
26217 | jun | 4.9405 | 4.2324 | 0.70806 | -12.9115
26218 | jun | 4.9343 | 4.3895 | 0.54483 | -11.9952
26222 | jun | 5.019 | 4.1555 | 0.86352 | -10.5107
26224 | jun | 4.7663 | 4.5782 | 0.18806 | -17.1656
26228 | jun | 5.0314 | 4.1876 | 0.84376 | -10.0452
26230 | jun | 4.7565 | 4.5932 | 0.16333 | -18.5258
26234 | jun | 4.929 | 4.3463 | 0.58277 | -12.4067
26236 | jun | 4.9088 | 4.3537 | 0.55508 | -13.2598
26237 | jun | 4.8202 | 4.5192 | 0.30092 | -14.1106
26238 | jun | 4.9887 | 4.4028 | 0.58597 | -9.2335
26241 | jun | 4.6429 | 4.5793 | 0.06365 | -13.9267
26250 | jun | 4.8065 | 4.5469 | 0.25969 | -11.2245
26253 | jun | 4.6175 | 4.5672 | 0.050346 | -16.6534
26254 | jun | 4.6263 | 4.577 | 0.049336 | -15.83
26257 | jun | 4.7236 | 4.5252 | 0.19848 | -12.7576
26260 | jun | 4.6697 | 4.3831 | 0.28656 | -14.4862
26261 | jun | 4.8775 | 3.9976 | 0.8799 | -11.6533
26263 | jun | 4.6651 | 4.387 | 0.27804 | -14.6516
26264 | jun | 4.6094 | 4.5801 | 0.02927 | -20.0622
26266 | jun | 4.9369 | 4.0953 | 0.84163 | -11.8309
26267 | jun | 4.8135 | 4.5058 | 0.30772 | -11.9663
26268 | jun | 4.5872 | 4.5975 | -0.010332 | -18.1196
26269 | jun | 4.6974 | 4.5969 | 0.10049 | -14.6714
26270 | jun | 4.6357 | 4.4881 | 0.14758 | -15.8548
26271 | jun | 4.6746 | 4.611 | 0.063612 | -15.0048
26273 | jun | 4.6191 | 4.6836 | -0.064541 | -21.4017
26276 | jun | 4.6947 | 4.6787 | 0.015987 | -14.28
26278 | jun | 4.7012 | 4.5933 | 0.10782 | -15.9714
26280 | jun | 4.6556 | 4.6156 | 0.03996 | -18.1861
26282 | jun | 4.6853 | 4.6708 | 0.014532 | -21.9446
26283 | jun | 4.7602 | 4.6537 | 0.10649 | -12.8508
26287 | jun | 4.7814 | 4.6214 | 0.15998 | -13.366
26288 | jun | 4.802 | 4.4104 | 0.39167 | -17.1559
26289 | jun | 4.6385 | 4.5356 | 0.10287 | -15.646
26291 | jun | 4.7166 | 4.454 | 0.26266 | -19.7806
26292 | jun | 4.7 | 4.4998 | 0.20018 | -14.5461
26293 | jun | 4.6495 | 4.529 | 0.12046 | -15.1227
26294 | jun | 4.6432 | 4.6804 | -0.037189 | -22.6588
26296 | jun | 4.5925 | 4.5261 | 0.066417 | -18.3827
26301 | jun | 5.2459 | 4.0191 | 1.2267 | -6.429
26320 | jun | 5.4241 | 3.7747 | 1.6494 | -3.0949
26321 | jun | 5.3014 | 3.7608 | 1.5406 | -5.0548
26325 | jun | 5.3767 | 3.6576 | 1.7191 | -3.3279
26327 | jun | 5.3823 | 3.6638 | 1.7185 | -3.0223
26330 | jun | 5.1929 | 4.0775 | 1.1154 | -5.9986
26335 | jun | 5.271 | 3.736 | 1.535 | -5.074
26337 | jun | 5.5269 | 3.5928 | 1.9341 | -0.083098
26338 | jun | 5.2339 | 3.894 | 1.34 | -6.2329
26339 | jun | 5.2956 | 3.8932 | 1.4023 | -5.8845
26342 | jun | 5.3565 | 3.6207 | 1.7358 | -3.6624
26343 | jun | 5.1288 | 4.1193 | 1.0095 | -8.3643
26346 | jun | 5.5089 | 3.6525 | 1.8564 | -0.58974
26347 | jun | 5.1443 | 4.1591 | 0.98517 | -6.2507
26348 | jun | 5.2747 | 3.9214 | 1.3534 | -6.2879
26351 | jun | 5.3251 | 3.5937 | 1.7314 | -3.9816
26354 | jun | 5.1392 | 4.142 | 0.99718 | -6.0768
26362 | jun | 5.4361 | 3.6208 | 1.8152 | -1.82
26372 | jun | 5.1459 | 4.1754 | 0.97054 | -7.9769
26374 | jun | 5.1009 | 4.1441 | 0.95679 | -6.5048
26376 | jun | 5.1538 | 3.9821 | 1.1717 | -7.3878
26377 | jun | 5.3517 | 3.8568 | 1.4949 | -4.9241
26378 | jun | 5.2068 | 4.068 | 1.1389 | -6.9074
26384 | jun | 5.2949 | 3.6985 | 1.5963 | -4.7966
26385 | jun | 5.1893 | 4.1194 | 1.0699 | -6.9827
26386 | jun | 5.2538 | 3.969 | 1.2848 | -6.3329
26404 | jun | 5.2397 | 4.0063 | 1.2335 | -6.029
26405 | jun | 4.9534 | 4.4682 | 0.48521 | -9.5969
26408 | jun | 5.1675 | 4.1424 | 1.0251 | -6.7484
26410 | jun | 5.035 | 4.2735 | 0.76146 | -8.1988
26411 | jun | 5.3095 | 3.8123 | 1.4972 | -5.1171
26412 | jun | 5.2497 | 3.8477 | 1.4021 | -5.7476
26415 | jun | 5.4241 | 3.7069 | 1.7172 | -2.1687
26416 | jun | 5.0039 | 4.379 | 0.62495 | -8.6171
26419 | jun | 5.3537 | 3.8646 | 1.4891 | -4.9113
26421 | jun | 5.3788 | 3.6889 | 1.6899 | -2.8939
26425 | jun | 4.8717 | 4.5428 | 0.32882 | -11.9579
26426 | jun | 5.2792 | 3.9229 | 1.3562 | -6.0981
26430 | jun | 5.2946 | 3.636 | 1.6586 | -4.4994
26431 | jun | 5.2486 | 3.9677 | 1.2809 | -5.3643
26437 | jun | 5.2979 | 3.9028 | 1.3952 | -5.9562
26440 | jun | 5.0305 | 4.3157 | 0.71474 | -8.0206
26443 | jun | 5.3367 | 3.7413 | 1.5954 | -4.6873
26444 | jun | 4.9606 | 4.4059 | 0.55469 | -9.9511
26447 | jun | 5.2154 | 3.9637 | 1.2517 | -6.6365
26448 | jun | 5.2586 | 3.9443 | 1.3143 | -6.499
26451 | jun | 5.2252 | 4.0748 | 1.1504 | -6.6811
26452 | jun | 5.2142 | 3.9819 | 1.2323 | -6.6389
26456 | jun | 5.3538 | 3.7611 | 1.5928 | -3.9659
26501 | jun | 5.3427 | 3.7445 | 1.5981 | -1.8353
26505 | jun | 5.3497 | 3.7353 | 1.6145 | -1.3746
26508 | jun | 5.2576 | 3.8678 | 1.3898 | -3.2998
26519 | jun | 5.048 | 4.1069 | 0.94113 | -7.7964
26521 | jun | 5.3473 | 3.7774 | 1.57 | -2.885
26525 | jun | 5.0877 | 4.0251 | 1.0626 | -6.9245
26537 | jun | 5.0564 | 4.1828 | 0.87361 | -7.9256
26541 | jun | 5.3903 | 3.6901 | 1.7003 | -0.76389
26542 | jun | 5.1789 | 3.9992 | 1.1797 | -5.4451
26546 | jun | 5.3767 | 3.7036 | 1.6731 | -1.3178
26547 | jun | 5.1334 | 4.0843 | 1.0491 | -6.1975
26554 | jun | 5.2544 | 3.9249 | 1.3295 | -4.1261
26560 | jun | 5.2966 | 3.8393 | 1.4573 | -3.3493
26561 | jun | 5.3337 | 3.884 | 1.4497 | -5.383
26562 | jun | 5.3115 | 3.8613 | 1.4502 | -4.6243
26568 | jun | 5.2598 | 3.9454 | 1.3144 | -5.848
26570 | jun | 5.323 | 3.8175 | 1.5055 | -3.6303
26571 | jun | 5.2852 | 3.8902 | 1.395 | -4.656
26575 | jun | 5.3353 | 3.8649 | 1.4703 | -4.5086
26581 | jun | 5.374 | 3.8644 | 1.5096 | -4.4049
26582 | jun | 5.2859 | 3.9093 | 1.3767 | -5.7219
26585 | jun | 5.3114 | 3.8849 | 1.4265 | -5.3284
26587 | jun | 5.2881 | 3.8906 | 1.3975 | -4.9488
26588 | jun | 5.3124 | 3.8027 | 1.5097 | -2.8932
26590 | jun | 5.3214 | 3.8328 | 1.4886 | -4.0339
26591 | jun | 5.2695 | 3.9258 | 1.3437 | -5.2613
26601 | jun | 5.2108 | 3.7471 | 1.4637 | -5.7145
26610 | jun | 5.1654 | 3.7171 | 1.4483 | -6.0174
26611 | jun | 5.3114 | 3.5818 | 1.7296 | -4.0949
26615 | jun | 5.2854 | 3.6604 | 1.625 | -4.7231
26617 | jun | 5.2555 | 3.5658 | 1.6898 | -3.9757
26619 | jun | 5.2854 | 3.6382 | 1.6471 | -4.6868
26621 | jun | 5.227 | 3.7963 | 1.4307 | -5.7269
26623 | jun | 5.3173 | 3.5077 | 1.8095 | -3.2992
26624 | jun | 5.2965 | 3.5805 | 1.7161 | -4.1723
26627 | jun | 5.2695 | 3.7189 | 1.5506 | -4.9509
26629 | jun | 5.2227 | 3.6988 | 1.5239 | -5.3366
26631 | jun | 5.2546 | 3.7834 | 1.4712 | -5.2626
26636 | jun | 5.3385 | 3.498 | 1.8405 | -3.3286
26638 | jun | 5.3695 | 3.467 | 1.9025 | -2.9605
26651 | jun | 5.193 | 3.6032 | 1.5899 | -4.2544
26656 | jun | 5.3616 | 3.3765 | 1.9851 | -0.5106
26660 | jun | 5.0554 | 3.8023 | 1.2531 | -7.3515
26662 | jun | 5.0674 | 3.7383 | 1.3291 | -6.3189
26667 | jun | 5.2839 | 3.4505 | 1.8334 | -1.575
26675 | jun | 5.2244 | 3.5158 | 1.7085 | -2.6061
26676 | jun | 4.99 | 3.7679 | 1.2221 | -7.2079
26678 | jun | 5.1677 | 3.5602 | 1.6076 | -3.1792
26679 | jun | 5.0916 | 3.6615 | 1.4301 | -5.0516
26680 | jun | 5.1065 | 3.6094 | 1.4971 | -3.8976
26681 | jun | 5.0087 | 3.7923 | 1.2163 | -7.5052
26684 | jun | 5.1253 | 3.6002 | 1.5251 | -3.83
26690 | jun | 5.3319 | 3.4062 | 1.9257 | -1.0368
26691 | jun | 5.0513 | 3.8635 | 1.1878 | -8.2515
26704 | jun | 5.5681 | 3.1828 | 2.3853 | 4.9265
26705 | jun | 4.8151 | 4.4441 | 0.37099 | -12.4888
26710 | jun | 5.4802 | 3.3262 | 2.154 | 2.9176
26711 | jun | 5.5894 | 3.1922 | 2.3973 | 5.1203
26714 | jun | 5.4965 | 3.2816 | 2.2149 | 3.6214
26716 | jun | 4.784 | 4.4317 | 0.35227 | -12.9948
26717 | jun | 5.0186 | 3.8626 | 1.1559 | -6.3207
26719 | jun | 5.6057 | 3.1287 | 2.477 | 5.239
26720 | jun | 4.7627 | 4.2541 | 0.50853 | -12.379
26722 | jun | 5.6594 | 3.0753 | 2.5841 | 6.041
26726 | jun | 5.3024 | 3.5273 | 1.775 | -0.70876
26731 | jun | 5.1711 | 3.7101 | 1.461 | -2.8368
26739 | jun | 4.829 | 4.1197 | 0.70933 | -10.3642
26743 | jun | 5.2199 | 3.6345 | 1.5854 | -2.0518
26750 | jun | 5.2028 | 3.637 | 1.5658 | -2.7467
26753 | jun | 5.5489 | 3.2117 | 2.3372 | 3.633
26755 | jun | 5.4294 | 3.342 | 2.0874 | 2.4882
26757 | jun | 5.5264 | 3.2274 | 2.299 | 4.2315
26761 | jun | 5.4956 | 3.2682 | 2.2274 | 3.5621
26763 | jun | 5.6327 | 3.0882 | 2.5445 | 5.9102
26764 | jun | 4.888 | 4.2549 | 0.63311 | -10.4393
26767 | jun | 5.6253 | 3.1359 | 2.4894 | 4.5736
26801 | jun | 5.3523 | 3.4027 | 1.9497 | 1.6742
26802 | jun | 5.0511 | 3.6256 | 1.4255 | -3.5189
26804 | jun | 4.6724 | 4.2958 | 0.37662 | -15.4639
26807 | jun | 4.8771 | 3.9119 | 0.96519 | -8.2989
26808 | jun | 5.5872 | 3.224 | 2.3632 | 5.1209
26810 | jun | 5.3268 | 3.4097 | 1.9171 | 1.3724
26812 | jun | 5.286 | 3.4383 | 1.8477 | 0.79768
26814 | jun | 4.7198 | 4.2241 | 0.49571 | -13.3002
26815 | jun | 4.955 | 3.7127 | 1.2423 | -6.1108
26817 | jun | 5.6408 | 3.1473 | 2.4935 | 5.5881
26818 | jun | 5.3125 | 3.5153 | 1.7972 | 1.2979
26833 | jun | 5.0065 | 3.9141 | 1.0924 | -5.9923
26836 | jun | 5.3197 | 3.4624 | 1.8573 | 1.4438
26838 | jun | 5.0961 | 3.6234 | 1.4726 | -2.5112
26845 | jun | 5.385 | 3.4121 | 1.9729 | 2.3555
26847 | jun | 5.1927 | 3.6597 | 1.533 | -1.1378
26851 | jun | 5.4648 | 3.3248 | 2.14 | 3.3018
26852 | jun | 5.4888 | 3.3187 | 2.1701 | 3.3481
26855 | jun | 4.9636 | 3.9796 | 0.98402 | -6.5625
26865 | jun | 5.5847 | 3.2227 | 2.362 | 5.0796
26866 | jun | 5.0264 | 3.8108 | 1.2156 | -4.5607
26884 | jun | 4.7493 | 4.2294 | 0.51987 | -12.2546
27006 | jun | 6.1222 | 3.6825 | 2.4397 | 7.3481
27007 | jun | 5.9397 | 3.4826 | 2.4571 | 4.1407
27009 | jun | 6.0265 | 3.3766 | 2.65 | 7.1646
27011 | jun | 5.9837 | 3.6387 | 2.345 | 5.1002
27012 | jun | 6.1 | 3.6254 | 2.4746 | 7.093
27013 | jul | 6.2051 | 3.6815 | 2.5236 | 7.3261
27016 | jun | 5.9372 | 3.3693 | 2.5679 | 5.2727
27017 | jun | 5.8266 | 3.5659 | 2.2607 | 3.1983
27018 | jun | 6.0137 | 3.5706 | 2.4431 | 5.7445
27019 | jun | 5.9831 | 3.4196 | 2.5635 | 6.1339
27020 | jun | 6.0092 | 3.7834 | 2.2258 | 5.0686
27021 | jun | 5.9633 | 3.4482 | 2.515 | 5.4173
27022 | jun | 5.9027 | 3.359 | 2.5437 | 4.8557
27023 | jun | 6.0781 | 3.6017 | 2.4764 | 6.6824
27024 | jun | 5.5371 | 3.578 | 1.9592 | 0.38575
27025 | jun | 6.0088 | 3.3195 | 2.6893 | 6.8566
27027 | jun | 6.0092 | 3.3067 | 2.7025 | 6.7158
27028 | jun | 6.1367 | 3.7598 | 2.3769 | 7.1203
27030 | jun | 5.7946 | 3.4727 | 2.322 | 2.7928
27040 | jun | 6.0338 | 3.535 | 2.4988 | 6.268
27041 | jun | 5.9152 | 3.4497 | 2.4656 | 4.0604
27042 | jun | 6.0082 | 3.3382 | 2.67 | 6.8858
27043 | jun | 5.9541 | 3.4782 | 2.476 | 4.8408
27045 | jun | 5.9932 | 3.4622 | 2.531 | 6.1604
27046 | jun | 5.9776 | 3.3256 | 2.652 | 5.9969
27047 | jun | 5.967 | 3.5236 | 2.4434 | 4.7488
27048 | jun | 6.0218 | 3.2986 | 2.7232 | 6.7619
27050 | jun | 5.9899 | 3.5039 | 2.486 | 5.7344
27051 | jun | 6.0217 | 3.4339 | 2.5878 | 6.7874
27052 | jun | 5.9917 | 3.374 | 2.6178 | 6.4082
27053 | jun | 5.8791 | 3.408 | 2.4711 | 4.1015
27054 | jul | 6.189 | 3.7556 | 2.4334 | 7.6161
27055 | jun | 6.0398 | 3.6791 | 2.3607 | 5.9481
27101 | jun | 6.0461 | 3.4947 | 2.5513 | 6.7056
27103 | jun | 6.0837 | 3.5718 | 2.5119 | 6.8516
27104 | jun | 6.0728 | 3.5494 | 2.5234 | 6.7152
27105 | jun | 6.0282 | 3.4781 | 2.5501 | 6.5514
27106 | jun | 6.0456 | 3.5232 | 2.5224 | 6.4994
27107 | jun | 6.0603 | 3.5556 | 2.5046 | 6.8291
27110 | jun | 6.0581 | 3.5159 | 2.5422 | 6.69
27127 | jun | 6.0811 | 3.5835 | 2.4976 | 6.9135
27203 | jun | 6.0365 | 3.8509 | 2.1855 | 5.9867
27205 | jun | 6.0615 | 3.9268 | 2.1346 | 5.9684
27207 | apr | 5.0308 | 2.9839 | 2.0469 | 5.5586
27208 | apr | 5.0588 | 2.9821 | 2.0767 | 5.8161
27209 | apr | 5.0732 | 3.0291 | 2.0441 | 5.1077
27212 | jun | 6.142 | 3.33 | 2.812 | 7.3651
27214 | jun | 5.9994 | 3.4197 | 2.5798 | 6.5504
27215 | jun | 5.9862 | 3.6628 | 2.3234 | 5.9475
27217 | jun | 6.0429 | 3.5462 | 2.4967 | 6.0778
27229 | apr | 5.0909 | 3.0151 | 2.0758 | 5.147
27231 | jun | 6.0264 | 3.5721 | 2.4543 | 5.778
27233 | jun | 5.9882 | 3.7207 | 2.2675 | 5.9325
27235 | jun | 5.9932 | 3.432 | 2.5612 | 6.8956
27239 | jun | 6.1466 | 3.8956 | 2.251 | 6.5332
27242 | apr | 5.0667 | 3.0105 | 2.0562 | 5.1876
27243 | jun | 5.9923 | 3.7082 | 2.2841 | 5.2591
27244 | jun | 6.0318 | 3.4978 | 2.534 | 6.2659
27248 | jun | 6.0135 | 3.8186 | 2.1949 | 5.804
27249 | jun | 5.9984 | 3.5058 | 2.4927 | 6.3468
27252 | apr | 5.0312 | 2.983 | 2.0482 | 5.6292
27253 | jun | 5.9865 | 3.7949 | 2.1916 | 5.3605
27258 | jun | 5.9861 | 3.7281 | 2.258 | 5.4577
27260 | jun | 6.0124 | 3.5669 | 2.4454 | 6.7871
27262 | jun | 6.0382 | 3.5675 | 2.4706 | 6.7857
27263 | jun | 5.9996 | 3.617 | 2.3826 | 6.694
27265 | jun | 6.0173 | 3.5159 | 2.5015 | 6.8227
27278 | jun | 5.9948 | 3.6659 | 2.3289 | 5.5105
27281 | apr | 5.0987 | 2.9871 | 2.1117 | 5.0629
27282 | jun | 5.9739 | 3.5124 | 2.4615 | 6.8507
27283 | jun | 5.9799 | 3.6769 | 2.303 | 5.9695
27284 | jun | 6.0195 | 3.4445 | 2.575 | 6.8817
27288 | jun | 6.0624 | 3.297 | 2.7654 | 6.9116
27291 | jun | 6.1066 | 3.3761 | 2.7306 | 7.0196
27292 | jun | 6.1224 | 3.7726 | 2.3498 | 7.1633
27295 | jun | 6.1152 | 3.6908 | 2.4243 | 7.4127
27298 | jun | 5.9902 | 3.7749 | 2.2153 | 5.6814
27299 | jun | 6.1616 | 3.7637 | 2.3979 | 7.8955
27301 | jun | 5.9814 | 3.4973 | 2.4841 | 6.4581
27302 | jun | 6.0169 | 3.6526 | 2.3644 | 5.5738
27305 | jun | 6.1767 | 3.2908 | 2.886 | 7.6267
27306 | apr | 5.1596 | 2.989 | 2.1707 | 6.1511
27310 | jun | 6.0021 | 3.3903 | 2.6118 | 7.0298
27311 | jun | 6.1162 | 3.3273 | 2.7889 | 7.1018
27312 | jun | 6.0235 | 3.9495 | 2.074 | 5.2899
27313 | jun | 5.9785 | 3.6548 | 2.3237 | 6.1416
27314 | jun | 6.0673 | 3.4839 | 2.5833 | 6.293
27315 | jun | 6.15 | 3.315 | 2.835 | 7.3353
27316 | jun | 6.0455 | 3.9421 | 2.1034 | 5.7113
27317 | jun | 6.0056 | 3.735 | 2.2706 | 6.1874
27320 | jun | 6.0315 | 3.3576 | 2.6739 | 6.7319
27325 | apr | 5.0631 | 2.9948 | 2.0683 | 5.6437
27326 | jun | 6.0883 | 3.3303 | 2.7579 | 6.9348
27330 | apr | 5.065 | 2.9674 | 2.0976 | 5.576
27332 | apr | 5.0968 | 3.0046 | 2.0922 | 5.1905
27341 | apr | 5.0565 | 3.0097 | 2.0468 | 5.5839
27343 | jun | 6.1593 | 3.2916 | 2.8677 | 7.5571
27344 | jun | 6.0095 | 3.9666 | 2.0429 | 5.2504
27349 | jun | 5.9846 | 3.8389 | 2.1457 | 5.3021
27350 | jun | 6.0298 | 3.7307 | 2.2991 | 6.588
27355 | jun | 6.0094 | 3.8692 | 2.1402 | 5.563
27356 | apr | 5.0653 | 3.0409 | 2.0244 | 5.3742
27357 | jun | 6.0154 | 3.348 | 2.6673 | 7.087
27358 | jun | 6.0005 | 3.3617 | 2.6388 | 6.9619
27360 | jun | 6.0818 | 3.6737 | 2.4081 | 6.8272
27370 | jun | 6.0559 | 3.7154 | 2.3405 | 6.7147
27371 | jun | 6.1486 | 4.0827 | 2.0658 | 5.7415
27376 | apr | 5.0906 | 2.9977 | 2.0928 | 5.1255
27377 | jun | 5.9807 | 3.6042 | 2.3765 | 6.196
27379 | jun | 6.1002 | 3.3946 | 2.7056 | 6.8555
27401 | jun | 5.9611 | 3.4896 | 2.4716 | 6.5893
27403 | jun | 5.9605 | 3.4696 | 2.4909 | 6.7385
27405 | jun | 5.971 | 3.4725 | 2.4985 | 6.5735
27406 | jun | 5.97 | 3.5703 | 2.3998 | 6.4117
27407 | jun | 5.9655 | 3.5076 | 2.4578 | 6.7724
27408 | jun | 5.9649 | 3.4413 | 2.5236 | 6.7645
27409 | jun | 5.9735 | 3.418 | 2.5555 | 6.9732
27410 | jun | 5.9699 | 3.4053 | 2.5646 | 6.9541
27411 | jun | 5.9594 | 3.4751 | 2.4843 | 6.6351
27413 | jun | 5.96 | 3.4672 | 2.4928 | 6.7269
27455 | jun | 5.9882 | 3.3974 | 2.5908 | 6.7875
27501 | jun | 6.0715 | 3.8445 | 2.227 | 4.8496
27502 | jun | 6.0214 | 3.7265 | 2.2949 | 6.3161
27503 | jun | 6.0473 | 3.4205 | 2.6268 | 6.9241
27504 | jun | 6.0951 | 3.8919 | 2.2032 | 3.7984
27505 | apr | 5.0964 | 2.9741 | 2.1222 | 5.2956
27507 | jun | 6.119 | 3.2344 | 2.8845 | 7.1166
27508 | jun | 6.0708 | 3.4819 | 2.5889 | 4.6881
27509 | jun | 6.0683 | 3.3359 | 2.7324 | 7.4796
27510 | jul | 5.95 | 3.7122 | 2.2378 | 4.8762
27511 | jun | 6.0089 | 3.58 | 2.429 | 6.4326
27513 | jun | 6.0141 | 3.5393 | 2.4748 | 6.8721
27514 | jul | 5.9473 | 3.687 | 2.2603 | 5.5297
27516 | jul | 5.9622 | 3.8036 | 2.1586 | 4.9755
27517 | jun | 6.0316 | 3.8078 | 2.2239 | 5.8586
27518 | jun | 6.0082 | 3.6147 | 2.3935 | 6.1244
27519 | jun | 6.03 | 3.6091 | 2.4209 | 6.9892
27520 | jun | 6.0689 | 3.7413 | 2.3276 | 3.9964
27521 | jun | 6.0937 | 3.8911 | 2.2026 | 4.5834
27522 | jun | 6.0755 | 3.3161 | 2.7594 | 7.2259
27523 | jun | 6.0312 | 3.7205 | 2.3107 | 6.4756
27524 | jun | 6.1057 | 3.8876 | 2.2182 | 3.3222
27525 | jun | 6.0723 | 3.3256 | 2.7467 | 5.7493
27526 | jun | 6.0365 | 3.8543 | 2.1822 | 5.3646
27527 | jun | 6.0673 | 3.7204 | 2.3469 | 3.8132
27529 | jun | 6.0606 | 3.6766 | 2.384 | 4.9342
27530 | jun | 6.1532 | 3.8663 | 2.2869 | 3.5053
27531 | jun | 6.1759 | 3.9009 | 2.2749 | 3.5699
27534 | jun | 6.1801 | 3.9458 | 2.2343 | 3.6425
27536 | jun | 6.0843 | 3.3061 | 2.7781 | 6.1008
27537 | jun | 6.0888 | 3.3013 | 2.7874 | 6.1675
27539 | jun | 6.0146 | 3.6996 | 2.3149 | 5.8989
27540 | jun | 6.0184 | 3.8099 | 2.2085 | 5.6896
27541 | jun | 6.03 | 3.4938 | 2.5362 | 6.1291
27542 | jun | 6.1508 | 3.8036 | 2.3472 | 3.9597
27544 | jun | 6.0781 | 3.3211 | 2.7571 | 5.7306
27545 | jun | 6.0371 | 3.5547 | 2.4824 | 4.9851
27546 | apr | 5.099 | 2.9439 | 2.1551 | 5.3035
27549 | jun | 6.0958 | 3.4108 | 2.685 | 4.9265
27551 | jun | 6.1537 | 3.3865 | 2.7673 | 5.9189
27553 | jun | 6.1238 | 3.2885 | 2.8353 | 6.3242
27557 | jun | 6.085 | 3.6648 | 2.4202 | 4.3312
27559 | apr | 5.0547 | 2.924 | 2.1307 | 5.7238
27560 | jun | 6.0245 | 3.4831 | 2.5414 | 7.4408
27562 | apr | 5.0592 | 2.8742 | 2.185 | 5.9626
27563 | jun | 6.1451 | 3.2959 | 2.8492 | 6.2766
27565 | jun | 6.0742 | 3.2865 | 2.7877 | 6.7507
27569 | jun | 6.1315 | 3.8401 | 2.2914 | 3.4524
27571 | jun | 6.0139 | 3.4325 | 2.5814 | 5.2154
27572 | jun | 6.0448 | 3.403 | 2.6418 | 6.5754
27573 | jun | 6.0861 | 3.3404 | 2.7457 | 6.8814
27574 | jun | 6.0984 | 3.319 | 2.7794 | 7.0106
27576 | jun | 6.1066 | 3.7911 | 2.3155 | 3.5125
27577 | jun | 6.0984 | 3.8356 | 2.2628 | 3.3413
27581 | jun | 6.0542 | 3.3282 | 2.726 | 7.0258
27583 | jun | 6.0511 | 3.4006 | 2.6506 | 6.5021
27587 | jun | 6.0457 | 3.374 | 2.6717 | 6.1823
27589 | jun | 6.1195 | 3.3837 | 2.7358 | 5.5953
27591 | jun | 6.0387 | 3.5905 | 2.4481 | 4.4253
27592 | jun | 6.0503 | 3.785 | 2.2653 | 4.8174
27596 | jun | 6.0458 | 3.3836 | 2.6622 | 5.2906
27597 | jun | 6.0438 | 3.5613 | 2.4825 | 4.4744
27601 | jun | 6.0319 | 3.5313 | 2.5007 | 6.0161
27603 | jun | 6.0377 | 3.6669 | 2.3708 | 5.3436
27604 | jun | 6.0373 | 3.4938 | 2.5435 | 5.8296
27605 | jun | 6.0267 | 3.5136 | 2.5131 | 6.2138
27606 | jun | 6.014 | 3.5811 | 2.4329 | 6.0592
27607 | jun | 6.0123 | 3.4844 | 2.5279 | 6.7349
27608 | jun | 6.0274 | 3.4918 | 2.5357 | 6.3296
27609 | jun | 6.0292 | 3.4525 | 2.5767 | 6.4996
27610 | jun | 6.0455 | 3.5772 | 2.4683 | 5.3246
27612 | jun | 6.0161 | 3.4335 | 2.5825 | 6.9871
27613 | jun | 6.0217 | 3.3533 | 2.6685 | 7.6098
27614 | jun | 6.0389 | 3.3655 | 2.6734 | 6.8341
27615 | jun | 6.0279 | 3.3901 | 2.6378 | 6.886
27616 | jun | 6.0321 | 3.4527 | 2.5794 | 5.8512
27617 | jun | 6.0145 | 3.3689 | 2.6456 | 7.9064
27695 | jun | 6.0115 | 3.482 | 2.5295 | 6.7536
27701 | jun | 6.051 | 3.4833 | 2.5677 | 7.4964
27703 | jun | 6.0406 | 3.3917 | 2.6489 | 7.8395
27704 | jun | 6.0565 | 3.398 | 2.6584 | 7.6267
27705 | jun | 6.0244 | 3.5994 | 2.425 | 6.4466
27707 | jun | 6.0419 | 3.6009 | 2.4411 | 6.9142
27709 | jun | 6.0456 | 3.4718 | 2.5738 | 7.8146
27712 | jun | 6.0423 | 3.4652 | 2.5772 | 7.0001
27713 | jun | 6.0504 | 3.5699 | 2.4805 | 7.4052
27801 | jun | 6.2018 | 3.8033 | 2.3985 | 5.6293
27803 | jun | 6.1727 | 3.7496 | 2.4231 | 5.5572
27804 | jun | 6.1706 | 3.694 | 2.4766 | 5.6752
27805 | jun | 6.2058 | 3.9647 | 2.2411 | 4.9331
27806 | apr | 4.9237 | 2.8238 | 2.0999 | 0.92225
27807 | jun | 6.1317 | 3.7013 | 2.4304 | 4.7475
27808 | apr | 4.8803 | 2.914 | 1.9663 | 1.3396
27809 | jun | 6.1837 | 3.7036 | 2.4801 | 5.8256
27810 | apr | 4.8242 | 2.9392 | 1.885 | 1.026
27812 | jun | 6.2077 | 4.0691 | 2.1385 | 4.5246
27814 | apr | 4.9382 | 2.8808 | 2.0573 | 1.3964
27816 | jun | 6.0948 | 3.4984 | 2.5965 | 5.1224
27817 | apr | 4.9704 | 2.9388 | 2.0315 | 1.9541
27818 | jun | 6.2899 | 3.7336 | 2.5562 | 6.1251
27820 | jun | 6.2949 | 3.717 | 2.5779 | 6.1077
27821 | apr | 4.9455 | 2.849 | 2.0966 | 1.2075
27822 | jun | 6.1759 | 3.8241 | 2.3519 | 5.3971
27823 | jun | 6.2224 | 3.6353 | 2.5872 | 6.1175
27824 | jun | 5.9086 | 3.8941 | 2.0145 | -0.4887
27826 | jun | 5.9963 | 4.0214 | 1.975 | 0.26977
27828 | apr | 4.9856 | 2.9687 | 2.0169 | 3.8693
27829 | jun | 6.197 | 4.0297 | 2.1673 | 4.6374
27830 | jun | 6.202 | 3.9142 | 2.2879 | 4.3364
27831 | jun | 6.2689 | 3.5574 | 2.7115 | 6.5804
27832 | jun | 6.2244 | 3.472 | 2.7524 | 6.302
27834 | apr | 4.9837 | 2.943 | 2.0407 | 3.8937
27837 | apr | 4.9877 | 2.9726 | 2.0151 | 2.5915
27839 | jun | 6.2675 | 3.672 | 2.5954 | 6.3072
27840 | jun | 6.2282 | 4.0426 | 2.1857 | 4.5539
27842 | jun | 6.1919 | 3.4129 | 2.779 | 6.1151
27843 | jun | 6.2129 | 3.8888 | 2.3241 | 5.3833
27844 | jun | 6.181 | 3.5008 | 2.6802 | 5.8331
27845 | jun | 6.2794 | 3.6623 | 2.6171 | 6.3313
27846 | jun | 6.1366 | 4.2747 | 1.8619 | 2.5383
27847 | jun | 6.2246 | 3.9131 | 2.3115 | 5.2355
27849 | jun | 6.2145 | 3.9749 | 2.2396 | 4.9199
27850 | jun | 6.1858 | 3.4637 | 2.7221 | 6.0486
27851 | jun | 6.1854 | 3.8414 | 2.344 | 4.467
27852 | jun | 6.2179 | 3.9634 | 2.2545 | 5.026
27853 | jun | 6.2914 | 3.6095 | 2.6818 | 6.4376
27855 | jun | 6.2914 | 3.7854 | 2.506 | 5.9202
27856 | jun | 6.1306 | 3.6114 | 2.5192 | 5.348
27857 | jun | 6.2196 | 3.9714 | 2.2482 | 4.9456
27858 | apr | 4.9923 | 2.9815 | 2.0108 | 2.8811
27860 | apr | 4.847 | 2.9906 | 1.8564 | 1.6161
27862 | jun | 6.2993 | 3.6804 | 2.6189 | 6.2372
27863 | jun | 6.1777 | 3.8887 | 2.2889 | 3.99
27864 | jun | 6.2128 | 3.9069 | 2.3059 | 5.2632
27865 | apr | 4.8898 | 2.9723 | 1.9175 | 1.8294
27866 | jun | 6.2668 | 3.531 | 2.7357 | 6.6138
27869 | jun | 6.2719 | 3.7864 | 2.4855 | 5.9089
27870 | jun | 6.2273 | 3.5261 | 2.7012 | 6.3135
27871 | jun | 6.194 | 4.1048 | 2.0892 | 4.2165
27872 | jun | 6.2454 | 3.8696 | 2.3759 | 5.494
27874 | jun | 6.2305 | 3.8296 | 2.4009 | 5.6829
27875 | jun | 6.0489 | 4.1626 | 1.8863 | 0.8213
27876 | jun | 6.2785 | 3.6014 | 2.677 | 6.4404
27880 | jun | 6.1405 | 3.753 | 2.3875 | 4.5083
27882 | jun | 6.1047 | 3.5811 | 2.5236 | 4.8907
27883 | jun | 6.1781 | 3.9816 | 2.1965 | 4.5671
27884 | apr | 4.9703 | 2.9517 | 2.0186 | 3.7923
27885 | jun | 5.9705 | 4.0424 | 1.9281 | -0.34735
27886 | jun | 6.2143 | 3.9112 | 2.3031 | 5.3079
27888 | jun | 6.1507 | 4.0722 | 2.0784 | 4.1607
27889 | apr | 4.9399 | 2.9632 | 1.9766 | 2.4371
27890 | jun | 6.2758 | 3.5825 | 2.6934 | 6.6345
27891 | jun | 6.1876 | 3.6719 | 2.5157 | 5.9157
27892 | jun | 6.1815 | 4.1939 | 1.9876 | 3.4667
27893 | jun | 6.1837 | 3.8794 | 2.3044 | 5.0414
27896 | jun | 6.1595 | 3.7755 | 2.384 | 5.2752
27897 | jun | 6.2684 | 3.8096 | 2.4588 | 5.7398
27909 | jun | 6.1945 | 3.8044 | 2.3901 | 5.6181
27910 | jun | 6.2208 | 3.9145 | 2.3063 | 5.2387
27916 | jun | 6.0914 | 3.5434 | 2.548 | 4.707
27917 | jun | 6.1417 | 3.54 | 2.6018 | 5.5794
27919 | jun | 6.2079 | 3.9386 | 2.2692 | 5.2011
27921 | jun | 6.1918 | 3.6732 | 2.5186 | 5.9643
27922 | jun | 6.2163 | 3.9465 | 2.2698 | 5.1414
27923 | jun | 6.1299 | 3.5085 | 2.6214 | 5.3286
27924 | jun | 6.1926 | 4.0854 | 2.1072 | 4.2635
27925 | jun | 6.0191 | 3.9904 | 2.0288 | 1.5198
27926 | jun | 6.2655 | 3.7556 | 2.5099 | 6.3707
27927 | jun | 6.1512 | 3.4034 | 2.7478 | 5.9463
27928 | jun | 6.0611 | 4.175 | 1.8861 | 1.8018
27929 | jun | 6.1645 | 3.4828 | 2.6817 | 6.1626
27932 | jun | 6.1627 | 4.1852 | 1.9775 | 3.4222
27935 | jun | 6.2631 | 3.8432 | 2.4199 | 5.7723
27937 | jun | 6.2713 | 3.7796 | 2.4917 | 6.0756
27938 | jun | 6.2533 | 3.8942 | 2.3591 | 5.579
27939 | jun | 6.0763 | 3.5664 | 2.5099 | 4.4629
27941 | jun | 5.9262 | 3.55 | 2.3763 | 2.5504
27942 | jun | 6.2042 | 3.9976 | 2.2066 | 4.8306
27944 | jun | 6.1545 | 4.025 | 2.1295 | 4.225
27946 | jun | 6.2392 | 3.9284 | 2.3108 | 5.3686
27947 | jun | 6.0717 | 3.5669 | 2.5048 | 4.4021
27948 | jun | 5.9183 | 3.5493 | 2.369 | 2.4058
27949 | jun | 5.9262 | 3.55 | 2.3763 | 2.5504
27950 | jun | 6.1897 | 3.3783 | 2.8113 | 6.7319
27953 | jun | 5.942 | 3.7678 | 2.1742 | 0.83733
27954 | jun | 5.8646 | 3.5765 | 2.2881 | 0.87636
27956 | jun | 6.1539 | 3.5146 | 2.6394 | 5.9185
27957 | jun | 6.1921 | 4.205 | 1.9872 | 3.5236
27958 | jun | 6.2188 | 3.5307 | 2.6881 | 6.779
27959 | jun | 5.809 | 3.5249 | 2.284 | 0.6477
27962 | jun | 6.1203 | 4.2794 | 1.841 | 2.2413
27964 | jun | 5.9262 | 3.55 | 2.3763 | 2.5504
27965 | jun | 6.0717 | 3.5669 | 2.5048 | 4.4021
27966 | jun | 5.9611 | 3.5545 | 2.4066 | 3.0352
27970 | jun | 6.103 | 4.2432 | 1.8598 | 2.1778
27973 | jun | 6.1603 | 3.5966 | 2.5638 | 5.9092
27974 | jun | 6.1187 | 3.6258 | 2.4929 | 4.9053
27976 | jun | 6.2646 | 3.6642 | 2.6004 | 6.8235
27978 | jun | 5.8819 | 3.7229 | 2.1589 | -0.10169
27979 | jun | 6.2629 | 3.8364 | 2.4265 | 6.0003
27980 | jun | 6.1918 | 4.0523 | 2.1395 | 4.4421
27981 | jun | 5.809 | 3.5249 | 2.284 | 0.6477
27983 | jun | 6.1986 | 4.1598 | 2.0388 | 3.7355
27986 | jun | 6.2577 | 3.8534 | 2.4043 | 5.6647
28001 | jun | 6.2386 | 3.9613 | 2.2773 | 6.4631
28006 | jul | 6.3653 | 3.6808 | 2.6846 | 7.0583
28012 | jul | 6.4478 | 3.7527 | 2.695 | 7.6985
28016 | jul | 6.2858 | 3.7865 | 2.4993 | 5.5655
28018 | jul | 5.9199 | 4.0748 | 1.8451 | -1.598
28020 | jul | 5.9648 | 4.0017 | 1.9631 | -0.1526
28021 | jul | 6.1968 | 3.8227 | 2.3741 | 4.2349
28023 | jul | 6.2756 | 3.8096 | 2.4659 | 7.8214
28025 | jun | 6.3002 | 3.6905 | 2.6096 | 7.956
28027 | jun | 6.3335 | 3.6605 | 2.673 | 8.3595
28031 | jul | 6.3597 | 3.6394 | 2.7202 | 7.8187
28032 | jul | 6.4458 | 3.7401 | 2.7057 | 7.5188
28033 | jul | 6.2082 | 3.7817 | 2.4266 | 4.9563
28034 | jul | 6.3258 | 3.7345 | 2.5913 | 6.4197
28036 | jul | 6.3424 | 3.6682 | 2.6743 | 7.9982
28037 | jul | 6.296 | 3.6556 | 2.6404 | 6.9018
28040 | jul | 6.0431 | 3.9932 | 2.0498 | 0.44506
28043 | jul | 6.0691 | 3.9986 | 2.0705 | 1.0101
28052 | jul | 6.3751 | 3.8006 | 2.5744 | 6.1854
28054 | jul | 6.4034 | 3.7537 | 2.6497 | 6.8538
28056 | jul | 6.4258 | 3.7687 | 2.657 | 7.1257
28071 | jun | 6.1872 | 3.8462 | 2.3411 | 7.1633
28073 | jul | 6.2702 | 3.8494 | 2.4208 | 4.7932
28075 | jun | 6.3511 | 3.5796 | 2.7715 | 8.3823
28078 | jul | 6.378 | 3.6634 | 2.7146 | 8.1302
28079 | jun | 6.3812 | 3.6149 | 2.7663 | 7.3805
28080 | jul | 6.3049 | 3.6867 | 2.6182 | 6.6396
28081 | jul | 6.3181 | 3.7585 | 2.5596 | 8.0418
28083 | jun | 6.2642 | 3.7291 | 2.5351 | 8.0733
28086 | jul | 6.2829 | 3.8274 | 2.4555 | 5.2033
28088 | jul | 6.2903 | 3.8027 | 2.4875 | 7.9156
28090 | jul | 6.1004 | 3.9023 | 2.1981 | 2.2213
28091 | apr | 5.1922 | 2.8698 | 2.3224 | 6.1375
28092 | jul | 6.2087 | 3.7471 | 2.4616 | 5.4371
28097 | jun | 6.3009 | 3.7813 | 2.5196 | 7.0814
28098 | jul | 6.4274 | 3.7301 | 2.6973 | 7.3179
28103 | jun | 6.3019 | 3.9028 | 2.3991 | 5.9093
28104 | jun | 6.396 | 3.601 | 2.7949 | 7.5874
28105 | jun | 6.3947 | 3.5606 | 2.834 | 7.9179
28107 | jun | 6.3364 | 3.6435 | 2.6929 | 7.7356
28110 | jun | 6.3643 | 3.7108 | 2.6535 | 6.7017
28112 | jun | 6.3278 | 3.7944 | 2.5334 | 5.9399
28114 | jul | 6.145 | 3.9268 | 2.2181 | 2.7089
28115 | jul | 6.3065 | 3.6678 | 2.6387 | 7.5933
28117 | jul | 6.3183 | 3.6205 | 2.6978 | 7.3892
28119 | apr | 5.2101 | 2.8265 | 2.3837 | 5.9117
28120 | jul | 6.4097 | 3.6926 | 2.717 | 7.598
28124 | jun | 6.2426 | 3.7953 | 2.4474 | 7.2827
28125 | jul | 6.2573 | 3.6955 | 2.5618 | 7.5311
28127 | jun | 6.1964 | 3.9509 | 2.2455 | 6.4394
28128 | jun | 6.2799 | 4.02 | 2.2599 | 6.4661
28129 | jun | 6.3021 | 3.8566 | 2.4454 | 6.6859
28133 | apr | 5.2208 | 2.8726 | 2.3482 | 5.903
28134 | jun | 6.438 | 3.6742 | 2.7638 | 8.0552
28135 | apr | 5.2038 | 2.8927 | 2.3111 | 6.0312
28137 | jun | 6.1875 | 3.8816 | 2.3059 | 6.8307
28138 | jun | 6.204 | 3.7918 | 2.4122 | 7.6196
28139 | jul | 5.9731 | 4.0759 | 1.8973 | -0.48329
28144 | jun | 6.1783 | 3.7858 | 2.3925 | 7.9285
28146 | jun | 6.1718 | 3.8054 | 2.3665 | 7.6274
28147 | jul | 6.2277 | 3.8074 | 2.4203 | 7.8369
28150 | jul | 6.1667 | 3.8848 | 2.2819 | 2.9954
28152 | jul | 6.2171 | 3.8732 | 2.3439 | 3.7827
28159 | jun | 6.1756 | 3.7834 | 2.3922 | 7.9275
28160 | jul | 6.0148 | 4.0322 | 1.9826 | 0.13656
28163 | jun | 6.3373 | 3.7561 | 2.5811 | 6.9557
28164 | jul | 6.3792 | 3.6751 | 2.704 | 7.3676
28166 | jul | 6.246 | 3.6029 | 2.6431 | 6.8825
28167 | jul | 5.8669 | 4.1484 | 1.7185 | -2.683
28168 | jul | 6.1073 | 3.8549 | 2.2524 | 3.3316
28170 | apr | 5.1975 | 2.9041 | 2.2934 | 6.2512
28173 | jun | 6.4084 | 3.6951 | 2.7133 | 7.2277
28174 | jun | 6.305 | 3.8395 | 2.4655 | 5.6993
28202 | jun | 6.4263 | 3.6059 | 2.8204 | 8.4103
28203 | jun | 6.4294 | 3.6223 | 2.8071 | 8.3418
28204 | jun | 6.4209 | 3.5885 | 2.8324 | 8.4019
28205 | jun | 6.4104 | 3.5476 | 2.8628 | 8.4711
28206 | jun | 6.4159 | 3.5837 | 2.8322 | 8.492
28207 | jun | 6.4204 | 3.5927 | 2.8277 | 8.3385
28208 | jun | 6.44 | 3.6743 | 2.7657 | 8.2813
28209 | jun | 6.4277 | 3.6231 | 2.8046 | 8.2663
28210 | jun | 6.428 | 3.6342 | 2.7938 | 8.1423
28211 | jun | 6.4122 | 3.571 | 2.8411 | 8.2722
28212 | jun | 6.3985 | 3.5229 | 2.8756 | 8.3703
28213 | jun | 6.382 | 3.5462 | 2.8358 | 8.5517
28214 | jul | 6.4323 | 3.7061 | 2.7262 | 8.004
28215 | jun | 6.3797 | 3.5268 | 2.8528 | 8.471
28216 | jul | 6.413 | 3.6863 | 2.7267 | 8.2563
28217 | jun | 6.4407 | 3.6761 | 2.7647 | 8.1979
28226 | jun | 6.4182 | 3.6087 | 2.8094 | 8.0695
28227 | jun | 6.3748 | 3.5577 | 2.8171 | 8.0491
28262 | jun | 6.3715 | 3.5819 | 2.7896 | 8.5281
28269 | jun | 6.3809 | 3.631 | 2.7499 | 8.4276
28270 | jun | 6.402 | 3.5599 | 2.8421 | 8.0356
28273 | jun | 6.4433 | 3.7142 | 2.7291 | 8.0194
28277 | jun | 6.4201 | 3.6317 | 2.7884 | 7.8981
28278 | jun | 6.4443 | 3.7705 | 2.6738 | 7.8076
28301 | apr | 5.1743 | 2.7835 | 2.3907 | 5.6704
28303 | apr | 5.1717 | 2.8364 | 2.3353 | 5.6889
28304 | apr | 5.1717 | 2.8056 | 2.3661 | 5.8739
28305 | apr | 5.1801 | 2.7755 | 2.4045 | 5.7893
28306 | apr | 5.1819 | 2.7147 | 2.4672 | 5.897
28307 | may | 5.5562 | 3.27 | 2.2863 | 5.514
28308 | may | 5.5479 | 3.2761 | 2.2718 | 5.4487
28310 | may | 5.543 | 3.2957 | 2.2473 | 5.4686
28311 | apr | 5.1565 | 2.8639 | 2.2926 | 5.4756
28312 | apr | 5.1842 | 2.7012 | 2.4829 | 5.356
28314 | may | 5.5777 | 3.2388 | 2.3389 | 5.697
28315 | apr | 5.1136 | 2.9428 | 2.1708 | 5.3999
28318 | apr | 5.1691 | 2.7555 | 2.4135 | 4.5219
28320 | apr | 5.2214 | 2.5407 | 2.6806 | 5.5636
28323 | apr | 5.1224 | 2.9252 | 2.1971 | 5.2944
28326 | may | 5.5031 | 3.3716 | 2.1315 | 5.3185
28327 | apr | 5.0827 | 2.988 | 2.0947 | 5.5246
28328 | apr | 5.1484 | 2.826 | 2.3224 | 3.3622
28333 | jun | 6.1801 | 3.9192 | 2.2609 | 3.3427
28334 | apr | 5.112 | 2.9006 | 2.2114 | 4.0262
28337 | apr | 5.2082 | 2.6129 | 2.5954 | 4.5338
28338 | apr | 5.1396 | 2.9393 | 2.2003 | 5.4334
28339 | apr | 5.129 | 2.8952 | 2.2338 | 5.0519
28340 | apr | 5.2932 | 2.5595 | 2.7337 | 7.7144
28341 | apr | 5.1292 | 2.9219 | 2.2073 | 2.895
28343 | apr | 5.2388 | 2.7441 | 2.4947 | 6.8123
28344 | apr | 5.1336 | 2.835 | 2.2986 | 4.4515
28345 | apr | 5.2129 | 2.8114 | 2.4014 | 6.0889
28347 | apr | 5.156 | 2.9091 | 2.2468 | 5.6158
28348 | apr | 5.1817 | 2.6919 | 2.4898 | 6.1002
28349 | apr | 5.1323 | 2.9122 | 2.2201 | 2.3698
28351 | apr | 5.199 | 2.8123 | 2.3866 | 6.2258
28352 | apr | 5.2623 | 2.7345 | 2.5278 | 7.0655
28356 | apr | 5.1509 | 2.8688 | 2.2821 | 5.254
28357 | apr | 5.1845 | 2.7342 | 2.4502 | 6.4578
28358 | apr | 5.2422 | 2.5335 | 2.7087 | 6.725
28360 | apr | 5.2495 | 2.5822 | 2.6673 | 7.2172
28363 | apr | 5.1734 | 2.8798 | 2.2936 | 5.7202
28364 | apr | 5.2572 | 2.6864 | 2.5708 | 7.432
28365 | apr | 5.1338 | 2.9607 | 2.1731 | 2.9069
28366 | apr | 5.117 | 2.9275 | 2.1895 | 3.1838
28369 | apr | 5.2687 | 2.5324 | 2.7363 | 7.1397
28371 | apr | 5.1801 | 2.7047 | 2.4754 | 6.2965
28372 | apr | 5.24 | 2.6293 | 2.6107 | 7.3599
28373 | apr | 5.1314 | 2.9308 | 2.2006 | 5.488
28374 | apr | 5.1055 | 2.9767 | 2.1288 | 5.2414
28376 | apr | 5.1757 | 2.8496 | 2.3261 | 5.9974
28377 | apr | 5.2184 | 2.7221 | 2.4964 | 6.8143
28379 | apr | 5.2116 | 2.8363 | 2.3752 | 5.9438
28382 | apr | 5.1697 | 2.7613 | 2.4084 | 4.1604
28383 | apr | 5.2965 | 2.6173 | 2.6792 | 8.0005
28384 | apr | 5.2083 | 2.6218 | 2.5865 | 6.537
28385 | apr | 5.1551 | 2.8043 | 2.3508 | 3.9051
28386 | apr | 5.2057 | 2.7068 | 2.4989 | 6.6921
28387 | apr | 5.1048 | 2.9644 | 2.1404 | 5.3331
28390 | may | 5.532 | 3.3236 | 2.2084 | 5.3537
28391 | apr | 5.1631 | 2.7317 | 2.4313 | 5.0329
28392 | apr | 5.2229 | 2.5882 | 2.6347 | 5.9376
28393 | apr | 5.154 | 2.8447 | 2.3092 | 2.942
28394 | may | 5.512 | 3.3477 | 2.1643 | 5.366
28395 | apr | 5.146 | 2.8021 | 2.3438 | 5.0417
28396 | apr | 5.1863 | 2.8334 | 2.3529 | 6.1484
28398 | apr | 5.1535 | 2.8858 | 2.2676 | 2.7048
28399 | apr | 5.2211 | 2.6059 | 2.6152 | 5.5523
28401 | apr | 5.1698 | 2.5133 | 2.6565 | 1.0012
28403 | apr | 5.1807 | 2.4972 | 2.6835 | 0.87922
28405 | apr | 5.1755 | 2.5179 | 2.6576 | 0.89727
28409 | apr | 5.1372 | 2.48 | 2.6573 | -0.31563
28411 | apr | 5.1675 | 2.5454 | 2.6221 | 0.83653
28412 | apr | 5.127 | 2.4768 | 2.6503 | -0.52911
28420 | apr | 5.1871 | 2.4831 | 2.704 | 2.0687
28421 | apr | 5.1897 | 2.614 | 2.5757 | 2.4769
28422 | apr | 5.0745 | 2.4679 | 2.6066 | -0.74517
28423 | apr | 5.1917 | 2.5239 | 2.6678 | 2.3885
28425 | apr | 5.2018 | 2.6666 | 2.5352 | 2.0326
28428 | apr | 5.0999 | 2.4668 | 2.6331 | -1.2169
28429 | apr | 5.1772 | 2.5547 | 2.6224 | 1.3411
28430 | apr | 5.2971 | 2.538 | 2.7591 | 6.0163
28431 | apr | 5.2596 | 2.5272 | 2.7324 | 5.5366
28432 | apr | 5.2423 | 2.526 | 2.7163 | 4.657
28433 | apr | 5.2334 | 2.553 | 2.6804 | 4.516
28434 | apr | 5.2219 | 2.5665 | 2.6554 | 3.5235
28435 | apr | 5.1965 | 2.5705 | 2.626 | 1.992
28436 | apr | 5.1841 | 2.5265 | 2.6576 | 1.5649
28438 | apr | 5.2671 | 2.519 | 2.7481 | 6.3259
28439 | apr | 5.3013 | 2.5423 | 2.7589 | 6.6748
28441 | apr | 5.1859 | 2.6982 | 2.4877 | 3.9324
28442 | apr | 5.2137 | 2.5221 | 2.6917 | 3.725
28443 | apr | 5.1512 | 2.6302 | 2.521 | 1.1872
28444 | apr | 5.205 | 2.6762 | 2.5288 | 3.2767
28445 | apr | 5.1157 | 2.6849 | 2.4309 | 1.1899
28447 | apr | 5.1906 | 2.6418 | 2.5488 | 2.8668
28448 | apr | 5.2051 | 2.5873 | 2.6178 | 2.9252
28449 | apr | 5.0431 | 2.4545 | 2.5886 | -1.7082
28450 | apr | 5.217 | 2.5341 | 2.683 | 3.3523
28451 | apr | 5.1462 | 2.5101 | 2.636 | 0.81718
28452 | apr | 5.1819 | 2.4649 | 2.717 | 2.5234
28453 | apr | 5.1644 | 2.8241 | 2.3403 | 2.685
28454 | apr | 5.1507 | 2.7396 | 2.4111 | 1.6119
28455 | apr | 5.2248 | 2.4975 | 2.7273 | 3.3649
28456 | apr | 5.193 | 2.5514 | 2.6416 | 2.323
28457 | apr | 5.1824 | 2.6152 | 2.5672 | 1.6949
28458 | apr | 5.169 | 2.7905 | 2.3785 | 2.5975
28460 | apr | 5.1129 | 2.6802 | 2.4327 | 1.2318
28461 | apr | 5.0529 | 2.462 | 2.591 | -1.6252
28462 | apr | 5.1213 | 2.4745 | 2.6468 | 0.5513
28463 | apr | 5.2477 | 2.518 | 2.7298 | 4.3757
28464 | apr | 5.1643 | 2.7738 | 2.3906 | 2.3986
28465 | apr | 5.0511 | 2.4543 | 2.5968 | -1.6097
28466 | apr | 5.1708 | 2.7788 | 2.392 | 2.1741
28467 | apr | 5.1588 | 2.4527 | 2.706 | 2.6241
28468 | apr | 5.1481 | 2.4492 | 2.6989 | 2.2481
28469 | apr | 5.148 | 2.4502 | 2.6978 | 1.521
28470 | apr | 5.1417 | 2.4545 | 2.6871 | 1.0806
28472 | apr | 5.2242 | 2.523 | 2.7012 | 4.2556
28478 | apr | 5.1887 | 2.7012 | 2.4875 | 2.3477
28479 | apr | 5.1014 | 2.4816 | 2.6198 | -0.60125
28480 | apr | 5.1592 | 2.5355 | 2.6237 | 0.51032
28501 | apr | 5.052 | 3.095 | 1.9571 | 1.9483
28504 | apr | 5.0778 | 3.0767 | 2.0011 | 2.1199
28508 | apr | 5.1345 | 2.9939 | 2.1406 | 2.3212
28510 | apr | 4.9429 | 2.6262 | 2.3167 | 0.62788
28511 | apr | 4.7539 | 2.7072 | 2.0467 | -0.91504
28512 | apr | 4.8528 | 2.5108 | 2.3419 | -0.033499
28513 | apr | 5.003 | 3.0189 | 1.9841 | 2.5433
28515 | apr | 4.9185 | 2.7579 | 2.1606 | 0.63198
28516 | apr | 4.7988 | 2.6249 | 2.1739 | -0.42957
28518 | apr | 5.1282 | 2.8964 | 2.2318 | 1.7818
28520 | apr | 4.7539 | 2.7072 | 2.0467 | -0.91504
28521 | apr | 5.145 | 2.8563 | 2.2887 | 1.725
28523 | apr | 5.0466 | 2.9713 | 2.0753 | 1.4633
28525 | apr | 5.106 | 3.0407 | 2.0652 | 1.9166
28526 | apr | 5.037 | 3.0595 | 1.9775 | 1.6947
28527 | apr | 4.9774 | 2.8628 | 2.1145 | 1.277
28528 | apr | 4.783 | 2.588 | 2.195 | -0.64453
28529 | apr | 4.9889 | 2.6847 | 2.3042 | 0.88214
28530 | apr | 5.0226 | 3.0473 | 1.9754 | 2.2776
28531 | apr | 4.783 | 2.588 | 2.195 | -0.64453
28532 | apr | 4.9689 | 2.5937 | 2.3752 | 0.63777
28537 | apr | 4.8524 | 2.8059 | 2.0465 | 0.37571
28538 | apr | 5.0194 | 3.0525 | 1.9669 | 2.911
28539 | apr | 5.0634 | 2.6771 | 2.3863 | 0.94704
28540 | apr | 5.101 | 2.7755 | 2.3256 | 1.313
28542 | apr | 5.0747 | 2.6867 | 2.388 | 1.0464
28543 | apr | 5.0969 | 2.7504 | 2.3465 | 1.3133
28544 | apr | 5.0889 | 2.7243 | 2.3646 | 1.1671
28546 | apr | 5.089 | 2.79 | 2.299 | 1.2289
28547 | apr | 5.0884 | 2.7183 | 2.3701 | 1.186
28551 | apr | 5.0855 | 3.027 | 2.0585 | 3.106
28552 | apr | 4.8497 | 2.8179 | 2.0319 | 0.4346
28553 | apr | 4.783 | 2.588 | 2.195 | -0.64453
28555 | apr | 5.0619 | 2.7595 | 2.3023 | 0.96444
28556 | apr | 4.8944 | 2.7115 | 2.183 | 0.37915
28557 | apr | 4.8205 | 2.5063 | 2.3142 | -0.1513
28560 | apr | 5.0045 | 2.7641 | 2.2404 | 1.0561
28562 | apr | 5.0389 | 2.7935 | 2.2454 | 1.1071
28570 | apr | 4.9427 | 2.5567 | 2.386 | 0.38513
28571 | apr | 4.895 | 2.6698 | 2.2252 | 0.35863
28572 | apr | 5.1242 | 2.9811 | 2.1431 | 1.8264
28573 | apr | 5.0487 | 2.8166 | 2.2321 | 1.0161
28574 | apr | 5.107 | 2.8924 | 2.2146 | 1.3908
28577 | apr | 4.7539 | 2.7072 | 2.0467 | -0.91504
28578 | apr | 5.1202 | 3.002 | 2.1182 | 2.9002
28579 | apr | 4.7857 | 2.595 | 2.1907 | -0.59319
28580 | apr | 5.033 | 3.0121 | 2.0209 | 3.45
28581 | apr | 4.7539 | 2.7072 | 2.0467 | -0.91504
28582 | apr | 5.0294 | 2.656 | 2.3734 | 0.80543
28584 | apr | 5.0019 | 2.6252 | 2.3768 | 0.67835
28585 | apr | 5.0696 | 2.9887 | 2.0808 | 1.326
28586 | apr | 5.0051 | 2.9392 | 2.0659 | 1.6642
28587 | apr | 4.8959 | 2.761 | 2.1349 | 0.4914
28590 | apr | 4.9865 | 3.0006 | 1.9859 | 3.094
28594 | apr | 4.9868 | 2.5804 | 2.4063 | 0.53234
28601 | jul | 6.0216 | 3.8873 | 2.1343 | 3.9978
28602 | jul | 6.0597 | 3.8744 | 2.1853 | 3.6447
28604 | jun | 5.0445 | 3.795 | 1.2495 | -5.5404
28605 | jun | 5.1639 | 3.8777 | 1.2862 | -4.6915
28606 | jun | 5.8431 | 3.9158 | 1.9273 | 3.0413
28607 | jun | 5.1479 | 3.8396 | 1.3083 | -4.4458
28609 | jul | 6.1785 | 3.6539 | 2.5246 | 5.9717
28610 | jul | 6.124 | 3.7167 | 2.4073 | 5.359
28611 | jun | 5.4243 | 4.0323 | 1.392 | -3.0771
28612 | jul | 5.9622 | 3.9809 | 1.9813 | 1.2085
28613 | jul | 6.101 | 3.7689 | 2.3321 | 5.0251
28615 | jun | 5.0144 | 3.7564 | 1.258 | -5.2223
28617 | jun | 5.1566 | 3.7659 | 1.3907 | -3.834
28618 | jun | 5.3155 | 3.8682 | 1.4473 | -2.7184
28621 | jun | 5.8873 | 3.63 | 2.2572 | 3.9312
28622 | jun | 5.0449 | 3.7536 | 1.2912 | -5.4244
28623 | jun | 5.3933 | 3.6478 | 1.7455 | -1.0648
28624 | jun | 5.6586 | 3.8875 | 1.7711 | 1.0342
28625 | jul | 6.1132 | 3.657 | 2.4562 | 5.9228
28626 | jun | 5.1856 | 3.8306 | 1.355 | -3.8688
28627 | jun | 5.4803 | 3.6782 | 1.8021 | -0.40117
28630 | jul | 5.9391 | 4.0178 | 1.9213 | 2.8276
28631 | jun | 5.0976 | 3.7519 | 1.3457 | -4.3058
28634 | jul | 6.0825 | 3.7273 | 2.3552 | 6.1225
28635 | jun | 5.5891 | 3.7454 | 1.8438 | 0.69636
28636 | jul | 5.9937 | 3.7851 | 2.2086 | 4.3654
28637 | jul | 6.0177 | 3.9226 | 2.0951 | 3.3673
28638 | jul | 5.912 | 4.0812 | 1.8308 | 2.3028
28640 | jun | 5.185 | 3.7969 | 1.3882 | -3.7806
28642 | jun | 5.9596 | 3.6834 | 2.2762 | 4.7233
28643 | jun | 4.9944 | 3.7889 | 1.2055 | -5.6873
28644 | jun | 5.2314 | 3.7828 | 1.4486 | -3.1686
28645 | jun | 5.7602 | 4.0569 | 1.7033 | 0.6782
28649 | jun | 5.5427 | 3.7691 | 1.7736 | 0.23714
28650 | jul | 6.1893 | 3.7029 | 2.4863 | 5.7446
28651 | jun | 5.5619 | 3.7919 | 1.77 | 0.43139
28654 | jun | 5.8867 | 3.9108 | 1.9759 | 3.3652
28655 | jul | 5.7784 | 4.0648 | 1.7135 | -1.3171
28657 | jun | 5.0752 | 3.9612 | 1.114 | -6.8441
28658 | jul | 6.1432 | 3.7572 | 2.386 | 5.0803
28659 | jun | 5.878 | 3.8074 | 2.0705 | 3.6059
28660 | jul | 6.0538 | 3.709 | 2.3449 | 5.4868
28663 | jun | 5.1687 | 3.7361 | 1.4325 | -3.4612
28665 | jun | 5.526 | 3.84 | 1.686 | -0.15022
28668 | jun | 5.5864 | 3.6939 | 1.8925 | 0.62818
28669 | jun | 5.8934 | 3.7414 | 2.152 | 3.9418
28670 | jun | 5.9439 | 3.7475 | 2.1964 | 4.3669
28672 | jun | 5.1779 | 3.7736 | 1.4043 | -3.6565
28673 | jul | 6.2395 | 3.637 | 2.6025 | 6.5583
28675 | jun | 5.2938 | 3.7136 | 1.5802 | -2.2061
28676 | jun | 5.8355 | 3.6303 | 2.2052 | 3.3946
28677 | jul | 6.1908 | 3.6066 | 2.5842 | 6.367
28678 | jul | 6.0901 | 3.7022 | 2.3879 | 5.2005
28679 | jun | 5.0666 | 3.7237 | 1.3429 | -4.7241
28681 | jul | 5.937 | 3.9041 | 2.0329 | 3.7878
28682 | jul | 6.2859 | 3.6254 | 2.6606 | 6.993
28683 | jun | 5.689 | 3.6418 | 2.0472 | 1.858
28684 | jun | 5.047 | 3.8007 | 1.2464 | -5.1852
28685 | jun | 5.6452 | 3.7123 | 1.9329 | 1.286
28689 | jul | 5.9772 | 3.7998 | 2.1774 | 4.5471
28690 | jul | 5.9453 | 4.0005 | 1.9449 | 1.1794
28692 | jun | 5.0502 | 3.7352 | 1.315 | -4.8643
28693 | jun | 4.989 | 3.8017 | 1.1872 | -5.8185
28694 | jun | 5.1688 | 3.8116 | 1.3572 | -3.9725
28697 | jun | 5.8415 | 3.8474 | 1.9941 | 3.2463
28698 | jun | 5.0406 | 3.7348 | 1.3058 | -4.9055
28701 | jun | 5.2716 | 3.5728 | 1.6988 | -1.2258
28702 | jun | 5.4297 | 4.7358 | 0.69393 | -17.9039
28704 | jun | 5.2642 | 4.089 | 1.1752 | -8.235
28705 | jun | 5.0976 | 3.854 | 1.2436 | -5.9021
28708 | jun | 5.0184 | 5.2078 | -0.18946 | -23.5637
28709 | jun | 5.0496 | 4.1048 | 0.94479 | -9.2572
28711 | jun | 5.2593 | 4.2831 | 0.97625 | -8.9863
28712 | jun | 5.2146 | 4.6485 | 0.5661 | -16.4162
28713 | jun | 5.3435 | 4.8078 | 0.53573 | -18.9131
28714 | jun | 5.1223 | 4.0095 | 1.1128 | -7.4036
28715 | jun | 5.1634 | 4.0351 | 1.1283 | -9.1733
28716 | jun | 5.0286 | 4.6479 | 0.38071 | -17.5896
28717 | jun | 5.1653 | 5.6853 | -0.51997 | -28.0708
28718 | jun | 5.4667 | 4.3802 | 1.0865 | -11.0718
28719 | jun | 5.1316 | 4.6061 | 0.52543 | -17.2241
28721 | jun | 5.1359 | 3.9249 | 1.211 | -9.3872
28722 | jun | 6.0009 | 4.2048 | 1.7962 | -1.1978
28723 | jun | 5.0884 | 5.2775 | -0.18904 | -24.6178
28726 | jun | 5.4205 | 4.4818 | 0.93872 | -10.902
28729 | jun | 5.2705 | 4.3445 | 0.926 | -11.693
28730 | jun | 5.2883 | 4.2458 | 1.0426 | -8.5182
28731 | jun | 5.4666 | 4.4554 | 1.0112 | -10.0273
28732 | jun | 5.2963 | 4.2594 | 1.0369 | -9.2888
28733 | jun | 5.4959 | 4.6275 | 0.86839 | -16.4098
28734 | jun | 5.2836 | 5.3465 | -0.062895 | -25.454
28735 | jun | 5.3665 | 4.3334 | 1.0331 | -8.7861
28736 | jun | 5.1029 | 5.5086 | -0.40568 | -26.7306
28739 | jun | 5.3435 | 4.4187 | 0.92479 | -11.6656
28740 | jun | 5.1611 | 3.8421 | 1.3189 | -5.1419
28741 | jun | 5.171 | 5.8177 | -0.64667 | -29.7676
28742 | jun | 5.1908 | 4.3323 | 0.85845 | -12.307
28743 | jun | 5.2594 | 3.6094 | 1.65 | -3.6251
28745 | jun | 5.0364 | 4.4285 | 0.60795 | -15.6532
28746 | jun | 5.6552 | 4.3666 | 1.2886 | -5.8428
28747 | jun | 5.185 | 5.0592 | 0.12586 | -21.5046
28748 | jun | 5.2063 | 3.6646 | 1.5417 | -4.3456
28751 | jun | 5.0151 | 4.8322 | 0.18294 | -20.2218
28752 | jun | 5.5803 | 4.3421 | 1.2382 | -5.6094
28753 | jun | 5.2685 | 3.5303 | 1.7381 | -1.4717
28754 | jun | 5.1499 | 3.8093 | 1.3406 | -5.1662
28756 | jun | 5.8277 | 4.2977 | 1.53 | -3.7518
28759 | jun | 5.2722 | 4.2354 | 1.0368 | -10.2468
28761 | jul | 5.7125 | 4.1822 | 1.5303 | -3.914
28762 | jun | 5.3856 | 4.3534 | 1.0322 | -8.232
28763 | jun | 5.3258 | 5.4652 | -0.13935 | -26.9089
28766 | jun | 5.27 | 4.4485 | 0.8215 | -13.081
28768 | jun | 5.2204 | 4.4648 | 0.75561 | -13.938
28771 | jun | 5.4493 | 4.8117 | 0.63765 | -19.1777
28772 | jun | 5.2426 | 4.828 | 0.41461 | -18.6039
28773 | jun | 5.6391 | 4.3855 | 1.2536 | -7.5201
28774 | jun | 5.2246 | 5.2751 | -0.050449 | -23.5299
28775 | jun | 5.2826 | 5.6013 | -0.3187 | -27.9563
28777 | jun | 5.211 | 4.0691 | 1.1419 | -6.5343
28778 | jun | 5.1754 | 4.1532 | 1.0222 | -8.4957
28779 | jun | 5.1453 | 4.9658 | 0.17955 | -21.3496
28781 | jun | 5.2869 | 5.3606 | -0.073686 | -25.9493
28782 | jun | 5.9059 | 4.2429 | 1.6629 | -2.9962
28783 | jun | 5.0544 | 5.3272 | -0.27278 | -25.0609
28785 | jun | 5.0627 | 4.2953 | 0.76743 | -14.1031
28786 | jun | 4.9895 | 4.8371 | 0.15244 | -20.1875
28787 | jun | 5.2084 | 3.7841 | 1.4243 | -3.8028
28789 | jun | 5.2247 | 4.6793 | 0.54544 | -18.1339
28790 | jun | 5.4929 | 4.4003 | 1.0926 | -10.0316
28791 | jun | 5.3241 | 4.3212 | 1.0029 | -10.327
28792 | jun | 5.4116 | 4.3924 | 1.0193 | -9.4069
28801 | jun | 5.2785 | 3.7999 | 1.4786 | -3.7852
28803 | jun | 5.2721 | 4.0051 | 1.267 | -6.4674
28804 | jun | 5.2661 | 3.7433 | 1.5228 | -3.0536
28805 | jun | 5.2072 | 3.9935 | 1.2137 | -6.4734
28806 | jun | 5.2706 | 3.7919 | 1.4787 | -4.3154
28901 | jun | 5.3856 | 5.0794 | 0.3062 | -22.9946
28902 | jun | 5.6172 | 4.5993 | 1.0179 | -18.0957
28904 | jun | 5.3854 | 5.2471 | 0.13827 | -25.2256
28905 | jun | 5.5089 | 4.7982 | 0.71068 | -19.8876
28906 | jun | 5.6233 | 4.4687 | 1.1546 | -15.7813
28909 | jun | 5.5807 | 4.7143 | 0.86639 | -19.654
29001 | apr | 5.3905 | 2.7126 | 2.6779 | 8.1719
29003 | apr | 5.4309 | 2.7369 | 2.694 | 9.2092
29006 | may | 5.902 | 3.3785 | 2.5235 | 7.2011
29009 | may | 5.8187 | 3.2405 | 2.5782 | 7.3745
29010 | may | 5.8872 | 3.1866 | 2.7006 | 8.504
29014 | jun | 6.4582 | 3.7483 | 2.71 | 8.8581
29015 | jun | 6.4917 | 3.6736 | 2.8181 | 9.2271
29016 | may | 5.9477 | 3.1524 | 2.7952 | 9.0073
29018 | apr | 5.4087 | 2.6965 | 2.7122 | 8.5392
29020 | may | 5.8034 | 3.1111 | 2.6923 | 8.4117
29030 | apr | 5.4131 | 2.7125 | 2.7006 | 9.0221
29031 | may | 5.9059 | 3.2192 | 2.6867 | 8.4053
29032 | may | 5.8091 | 3.1642 | 2.6449 | 7.8473
29033 | may | 6.0619 | 3.2047 | 2.8571 | 8.8769
29036 | jun | 6.5278 | 3.6471 | 2.8807 | 9.2038
29037 | jun | 6.3831 | 3.5612 | 2.8218 | 6.9781
29038 | apr | 5.4566 | 2.7316 | 2.7249 | 9.4069
29039 | apr | 5.4539 | 2.7124 | 2.7415 | 9.348
29040 | may | 5.8947 | 3.09 | 2.8047 | 9.3522
29042 | apr | 5.4679 | 2.7722 | 2.6957 | 9.7001
29044 | may | 5.9708 | 3.1062 | 2.8646 | 9.4373
29045 | may | 5.8763 | 3.1086 | 2.7677 | 8.694
29046 | may | 5.9582 | 3.2029 | 2.7554 | 8.9883
29047 | apr | 5.395 | 2.7022 | 2.6928 | 8.7912
29048 | apr | 5.3312 | 2.6687 | 2.6625 | 7.5253
29051 | may | 5.9612 | 3.2679 | 2.6933 | 8.3836
29052 | may | 5.9889 | 3.1505 | 2.8383 | 9.3308
29053 | may | 6.0302 | 3.3215 | 2.7087 | 8.3261
29054 | may | 5.9485 | 3.3382 | 2.6103 | 7.8006
29055 | may | 5.8925 | 3.1997 | 2.6928 | 8.8057
29056 | apr | 5.3316 | 2.6374 | 2.6942 | 7.165
29058 | may | 5.8056 | 3.2491 | 2.5566 | 7.7895
29059 | apr | 5.3562 | 2.6788 | 2.6774 | 7.7995
29061 | may | 6.0052 | 3.1704 | 2.8348 | 9.0259
29063 | may | 6.0102 | 3.1654 | 2.8448 | 9.3489
29065 | jun | 6.5109 | 3.6184 | 2.8926 | 9.6333
29067 | may | 5.7474 | 3.2892 | 2.4582 | 6.9105
29069 | may | 5.9656 | 3.2365 | 2.7292 | 8.9783
29070 | may | 5.9383 | 3.3757 | 2.5626 | 7.5154
29072 | may | 5.9931 | 3.2633 | 2.7299 | 8.4994
29073 | may | 5.9977 | 3.3204 | 2.6773 | 8.2074
29075 | jun | 6.5214 | 3.5971 | 2.9244 | 9.2292
29078 | may | 5.8466 | 3.0681 | 2.7785 | 8.8393
29080 | may | 5.9674 | 3.2355 | 2.732 | 8.8778
29081 | apr | 5.4374 | 2.7622 | 2.6752 | 9.0469
29082 | apr | 5.4495 | 2.7694 | 2.6801 | 8.6114
29101 | may | 5.8332 | 3.302 | 2.5313 | 6.9741
29102 | apr | 5.3704 | 2.696 | 2.6744 | 7.8451
29104 | may | 5.9638 | 3.1987 | 2.7651 | 8.7701
29105 | may | 5.8964 | 3.4688 | 2.4276 | 6.5233
29107 | apr | 5.4483 | 2.8225 | 2.6258 | 9.1993
29108 | jun | 6.4565 | 3.7249 | 2.7315 | 7.8949
29111 | apr | 5.3635 | 2.6776 | 2.6859 | 8.0256
29112 | may | 6.0238 | 3.3954 | 2.6284 | 8.7584
29113 | apr | 5.4741 | 2.7876 | 2.6865 | 9.6056
29114 | apr | 5.3992 | 2.676 | 2.7232 | 9.0358
29115 | apr | 5.4451 | 2.7212 | 2.7239 | 9.1245
29117 | apr | 5.438 | 2.719 | 2.719 | 9.1294
29118 | apr | 5.4238 | 2.7441 | 2.6798 | 9.0552
29123 | may | 5.9976 | 3.4127 | 2.5849 | 7.9513
29125 | may | 5.9917 | 3.2264 | 2.7653 | 8.9582
29126 | jun | 6.505 | 3.6081 | 2.8969 | 9.1483
29127 | jun | 6.4963 | 3.6858 | 2.8105 | 8.4083
29128 | may | 5.9042 | 3.0493 | 2.8549 | 9.5059
29129 | may | 5.8513 | 3.4324 | 2.4189 | 6.3664
29130 | may | 5.8868 | 3.1398 | 2.747 | 9.0461
29133 | apr | 5.4486 | 2.7018 | 2.7468 | 9.0144
29135 | may | 6.0081 | 3.2502 | 2.7579 | 9.1197
29137 | may | 6.0025 | 3.515 | 2.4875 | 8.3624
29138 | jun | 6.4131 | 3.7122 | 2.7009 | 7.127
29142 | apr | 5.3823 | 2.6956 | 2.6867 | 8.5612
29145 | jun | 6.4238 | 3.6712 | 2.7526 | 7.3193
29146 | apr | 5.4379 | 2.8866 | 2.5513 | 9.1699
29148 | apr | 5.3591 | 2.7017 | 2.6574 | 8.2878
29150 | may | 5.9711 | 3.1754 | 2.7957 | 8.9309
29152 | may | 5.932 | 3.0877 | 2.8443 | 9.5548
29153 | may | 5.9497 | 3.1704 | 2.7793 | 8.8454
29154 | may | 5.9629 | 3.1413 | 2.8216 | 9.2674
29160 | may | 6.0125 | 3.3615 | 2.651 | 8.3344
29161 | apr | 5.4531 | 2.6741 | 2.779 | 9.6005
29162 | apr | 5.3877 | 2.686 | 2.7017 | 8.5004
29163 | apr | 5.3769 | 2.6885 | 2.6884 | 8.155
29164 | may | 5.9802 | 3.5197 | 2.4605 | 7.6296
29166 | jun | 6.4112 | 3.9335 | 2.4776 | 6.4744
29168 | may | 5.9832 | 3.1095 | 2.8737 | 9.7983
29169 | may | 6.0517 | 3.197 | 2.8546 | 8.9537
29170 | may | 6.0427 | 3.2514 | 2.7913 | 8.6452
29172 | may | 6.0677 | 3.2392 | 2.8285 | 8.7179
29175 | may | 5.7524 | 3.1939 | 2.5585 | 7.5827
29178 | jun | 6.4612 | 3.7237 | 2.7375 | 8.321
29180 | may | 5.9371 | 3.1618 | 2.7753 | 9.4951
29201 | may | 6.0378 | 3.1818 | 2.856 | 8.9156
29203 | may | 5.9934 | 3.1494 | 2.844 | 9.0893
29204 | may | 6.0002 | 3.1605 | 2.8397 | 8.8933
29205 | may | 6.0192 | 3.1727 | 2.8465 | 8.8729
29206 | may | 5.9778 | 3.1547 | 2.8231 | 8.7981
29207 | may | 5.977 | 3.1548 | 2.8222 | 8.7758
29208 | may | 6.0327 | 3.1776 | 2.8551 | 8.9314
29209 | may | 6.02 | 3.1686 | 2.8513 | 8.8536
29210 | may | 6.0388 | 3.1747 | 2.8641 | 9.0818
29212 | may | 6.027 | 3.1757 | 2.8513 | 9.1401
29223 | may | 5.9296 | 3.1222 | 2.8073 | 8.7744
29229 | may | 5.9131 | 3.1379 | 2.7753 | 8.6688
29301 | jun | 6.2514 | 3.941 | 2.3104 | 3.6042
29302 | jun | 6.3487 | 3.9078 | 2.441 | 4.9418
29303 | jun | 6.2449 | 3.993 | 2.2519 | 3.2756
29306 | jun | 6.3206 | 3.9052 | 2.4155 | 4.4874
29307 | jun | 6.3053 | 3.9884 | 2.3168 | 4.1689
29316 | jun | 6.214 | 4.0348 | 2.1792 | 2.7314
29321 | jun | 6.4067 | 3.7938 | 2.6128 | 6.5708
29322 | jun | 6.0937 | 4.0907 | 2.003 | 0.42882
29323 | jul | 6.1198 | 3.9795 | 2.1402 | 2.3693
29325 | jun | 6.3926 | 3.6268 | 2.7657 | 6.8461
29330 | jul | 6.1851 | 3.9176 | 2.2676 | 3.6153
29332 | jun | 6.3546 | 3.4573 | 2.8973 | 6.734
29334 | jun | 6.2119 | 3.9145 | 2.2974 | 3.0939
29335 | jun | 6.3627 | 3.6856 | 2.6771 | 6.028
29340 | jul | 6.32 | 3.857 | 2.463 | 5.7781
29341 | jul | 6.2027 | 3.9027 | 2.3 | 3.7589
29349 | jun | 6.1589 | 4.052 | 2.1069 | 1.7437
29351 | jun | 6.3979 | 3.6191 | 2.7788 | 6.8989
29353 | jun | 6.4008 | 3.8743 | 2.5265 | 6.3994
29355 | jun | 6.4178 | 3.6664 | 2.7514 | 7.2746
29356 | jun | 5.928 | 4.1667 | 1.7613 | -2.5775
29360 | jun | 6.3338 | 3.4911 | 2.8427 | 5.959
29365 | jun | 6.1571 | 3.9805 | 2.1766 | 1.8055
29369 | jun | 6.278 | 3.8756 | 2.4024 | 4.0884
29370 | jun | 6.3601 | 3.4818 | 2.8783 | 6.554
29372 | jun | 6.3785 | 3.9222 | 2.4563 | 5.669
29374 | jun | 6.3664 | 3.8146 | 2.5518 | 5.654
29376 | jun | 6.3243 | 3.8295 | 2.4948 | 4.8665
29379 | jun | 6.4176 | 3.8029 | 2.6148 | 7.2999
29384 | jun | 6.3316 | 3.3819 | 2.9496 | 6.436
29385 | jun | 6.1878 | 3.9703 | 2.2175 | 2.5969
29388 | jun | 6.3083 | 3.7762 | 2.5321 | 4.5883
29401 | apr | 5.3045 | 2.2799 | 3.0246 | 8.457
29403 | apr | 5.3048 | 2.3038 | 3.001 | 8.2813
29404 | apr | 5.3337 | 2.4645 | 2.8692 | 7.3756
29405 | apr | 5.3108 | 2.3691 | 2.9417 | 7.8439
29406 | apr | 5.3213 | 2.4639 | 2.8574 | 7.2656
29407 | apr | 5.3077 | 2.3455 | 2.9621 | 8.1377
29410 | apr | 5.3184 | 2.4407 | 2.8777 | 7.3225
29412 | apr | 5.3055 | 2.2513 | 3.0542 | 8.6862
29414 | apr | 5.3197 | 2.4721 | 2.8475 | 7.454
29418 | apr | 5.3309 | 2.4614 | 2.8695 | 7.4239
29420 | apr | 5.3292 | 2.5139 | 2.8153 | 7.091
29426 | apr | 5.3363 | 2.5784 | 2.7579 | 7.2914
29429 | apr | 5.2925 | 2.2966 | 2.996 | 6.7976
29431 | apr | 5.2806 | 2.4964 | 2.7842 | 6.4321
29432 | apr | 5.4173 | 2.7129 | 2.7043 | 8.6719
29434 | apr | 5.3047 | 2.4442 | 2.8604 | 6.6254
29435 | apr | 5.3586 | 2.6677 | 2.6909 | 7.1024
29436 | apr | 5.3168 | 2.6429 | 2.6739 | 7.0629
29437 | apr | 5.3375 | 2.6733 | 2.6643 | 7.2061
29438 | apr | 5.3695 | 2.4624 | 2.9071 | 7.9418
29440 | apr | 5.3051 | 2.3096 | 2.9955 | 5.6088
29445 | apr | 5.3072 | 2.4634 | 2.8438 | 7.0591
29446 | apr | 5.3893 | 2.5921 | 2.7972 | 7.6419
29448 | apr | 5.3496 | 2.6769 | 2.6726 | 7.573
29449 | apr | 5.3492 | 2.4933 | 2.8559 | 7.6513
29450 | apr | 5.3182 | 2.373 | 2.9452 | 6.7085
29451 | apr | 5.2806 | 2.3095 | 2.9711 | 7.065
29453 | apr | 5.3033 | 2.3675 | 2.9358 | 6.1406
29455 | apr | 5.314 | 2.3785 | 2.9354 | 8.1273
29456 | apr | 5.3069 | 2.5406 | 2.7663 | 6.8691
29458 | apr | 5.3166 | 2.2612 | 3.0554 | 6.0414
29461 | apr | 5.2899 | 2.5313 | 2.7586 | 6.6126
29464 | apr | 5.3021 | 2.2851 | 3.017 | 8.2806
29466 | apr | 5.2828 | 2.3176 | 2.9651 | 7.1149
29468 | apr | 5.3204 | 2.62 | 2.7004 | 7.0647
29469 | apr | 5.321 | 2.6068 | 2.7142 | 6.6384
29470 | apr | 5.3282 | 2.5355 | 2.7927 | 7.2087
29471 | apr | 5.3977 | 2.709 | 2.6888 | 8.089
29472 | apr | 5.3135 | 2.6382 | 2.6754 | 6.8359
29474 | apr | 5.3709 | 2.6743 | 2.6965 | 7.1952
29475 | apr | 5.4208 | 2.7632 | 2.6576 | 7.8629
29477 | apr | 5.3779 | 2.6989 | 2.6791 | 7.7401
29479 | apr | 5.3065 | 2.56 | 2.7465 | 6.6563
29481 | apr | 5.4243 | 2.7372 | 2.6871 | 8.3527
29482 | apr | 5.3058 | 2.2362 | 3.0696 | 8.7522
29483 | apr | 5.2808 | 2.6037 | 2.6772 | 6.5693
29485 | apr | 5.3001 | 2.5755 | 2.7246 | 6.7436
29487 | apr | 5.3439 | 2.4132 | 2.9307 | 8.0055
29488 | apr | 5.391 | 2.7313 | 2.6597 | 7.3336
29492 | apr | 5.2997 | 2.3675 | 2.9322 | 7.4049
29501 | apr | 5.4705 | 2.65 | 2.8205 | 10.6093
29505 | apr | 5.4733 | 2.6464 | 2.8269 | 10.9382
29506 | apr | 5.4721 | 2.6377 | 2.8344 | 11.1457
29510 | apr | 5.3169 | 2.442 | 2.8748 | 6.2201
29511 | apr | 5.3338 | 2.5901 | 2.7436 | 6.1693
29512 | apr | 5.3135 | 2.6847 | 2.6287 | 7.6301
29516 | apr | 5.3873 | 2.6389 | 2.7484 | 9.6119
29518 | apr | 5.3593 | 2.6262 | 2.7332 | 7.7665
29520 | apr | 5.3016 | 2.717 | 2.5846 | 6.8663
29525 | apr | 5.3503 | 2.6594 | 2.6909 | 8.4954
29526 | apr | 5.298 | 2.537 | 2.7609 | 5.1345
29527 | apr | 5.3256 | 2.5281 | 2.7976 | 5.974
29530 | apr | 5.4437 | 2.6415 | 2.8022 | 9.9193
29532 | apr | 5.4497 | 2.648 | 2.8018 | 10.0221
29536 | apr | 5.3612 | 2.6169 | 2.7442 | 8.7973
29540 | apr | 5.4265 | 2.6518 | 2.7747 | 9.1109
29541 | apr | 5.4688 | 2.6503 | 2.8185 | 10.4878
29543 | apr | 5.3484 | 2.5918 | 2.7566 | 8.4083
29544 | apr | 5.3583 | 2.5868 | 2.7715 | 7.131
29545 | apr | 5.2995 | 2.5577 | 2.7418 | 5.8153
29546 | apr | 5.3721 | 2.5594 | 2.8128 | 7.6367
29547 | apr | 5.3391 | 2.615 | 2.724 | 8.4894
29550 | apr | 5.3603 | 2.7307 | 2.6296 | 7.8854
29554 | apr | 5.3335 | 2.4923 | 2.8412 | 6.6694
29555 | apr | 5.3695 | 2.5644 | 2.8052 | 7.8959
29556 | apr | 5.3318 | 2.5922 | 2.7396 | 7.2364
29560 | apr | 5.3767 | 2.623 | 2.7537 | 8.3945
29563 | apr | 5.3365 | 2.5783 | 2.7582 | 8.1425
29564 | apr | 5.3081 | 2.5371 | 2.771 | 6.4912
29565 | apr | 5.3979 | 2.6277 | 2.7702 | 9.8266
29566 | apr | 5.191 | 2.4589 | 2.7321 | 3.1258
29567 | apr | 5.3217 | 2.6463 | 2.6755 | 8.4374
29568 | apr | 5.2478 | 2.4726 | 2.7753 | 4.0354
29569 | apr | 5.2752 | 2.547 | 2.7281 | 5.0158
29570 | apr | 5.2943 | 2.6999 | 2.5944 | 7.5437
29571 | apr | 5.401 | 2.6082 | 2.7928 | 9.4521
29572 | apr | 5.235 | 2.4335 | 2.8016 | 4.0546
29574 | apr | 5.3638 | 2.5932 | 2.7706 | 8.2199
29575 | apr | 5.2702 | 2.3678 | 2.9024 | 5.2394
29576 | apr | 5.2708 | 2.3645 | 2.9063 | 5.2291
29577 | apr | 5.2945 | 2.4557 | 2.8388 | 4.8661
29579 | apr | 5.2922 | 2.4671 | 2.8251 | 4.877
29580 | apr | 5.3131 | 2.5019 | 2.8112 | 6.6875
29581 | apr | 5.3401 | 2.5718 | 2.7683 | 7.1421
29582 | apr | 5.1736 | 2.4377 | 2.7359 | 3.026
29583 | apr | 5.4206 | 2.6129 | 2.8078 | 9.4519
29584 | apr | 5.3062 | 2.7683 | 2.538 | 6.6774
29585 | apr | 5.278 | 2.2936 | 2.9843 | 5.069
29588 | apr | 5.2977 | 2.4514 | 2.8463 | 5.2974
29590 | apr | 5.3048 | 2.5803 | 2.7245 | 6.6854
29591 | apr | 5.4072 | 2.6386 | 2.7685 | 9.2095
29592 | apr | 5.4072 | 2.6226 | 2.7846 | 10.0551
29593 | apr | 5.3762 | 2.6633 | 2.7128 | 8.4654
29596 | apr | 5.2663 | 2.7358 | 2.5305 | 6.4807
29601 | jun | 6.0816 | 3.8673 | 2.2143 | 0.43093
29605 | jun | 6.1378 | 3.8023 | 2.3355 | 1.457
29607 | jun | 6.1368 | 3.8406 | 2.2962 | 1.6316
29609 | jun | 6.0397 | 3.9327 | 2.107 | -0.25622
29611 | jun | 6.0717 | 3.8432 | 2.2285 | -0.053076
29613 | jun | 5.998 | 3.9422 | 2.0558 | -1.1376
29615 | jun | 6.1427 | 3.8816 | 2.261 | 1.7027
29617 | jun | 6.0033 | 3.9265 | 2.0767 | -1.2447
29620 | jun | 6.3213 | 3.3656 | 2.9556 | 6.734
29621 | jun | 6.2647 | 3.5057 | 2.759 | 3.2616
29624 | jun | 6.3117 | 3.4293 | 2.8824 | 4.4986
29625 | jun | 6.2394 | 3.4853 | 2.7541 | 2.008
29626 | jun | 6.3095 | 3.3929 | 2.9166 | 4.0743
29627 | jun | 6.2614 | 3.5401 | 2.7213 | 3.5181
29628 | jun | 6.35 | 3.4285 | 2.9215 | 7.17
29630 | jun | 6.0384 | 3.7334 | 2.305 | -2.4908
29631 | jun | 6.1024 | 3.6621 | 2.4403 | -1.3832
29632 | jun | 6.1049 | 3.6709 | 2.434 | -1.5146
29635 | jun | 5.5736 | 4.3415 | 1.232 | -10.0952
29638 | jun | 6.3202 | 3.3929 | 2.9273 | 5.6381
29639 | jun | 6.3179 | 3.3879 | 2.93 | 5.9019
29640 | jun | 5.9825 | 3.8944 | 2.0881 | -2.3353
29642 | jun | 6.0661 | 3.7748 | 2.2913 | -0.63759
29643 | jun | 6.1534 | 3.7186 | 2.4348 | -1.4306
29644 | jun | 6.2705 | 3.68 | 2.5905 | 4.098
29645 | jun | 6.3051 | 3.5757 | 2.7294 | 4.9914
29646 | jun | 6.3115 | 3.3711 | 2.9403 | 6.6808
29649 | jun | 6.3227 | 3.3417 | 2.9809 | 6.5473
29650 | jun | 6.1655 | 3.9152 | 2.2503 | 1.932
29651 | jun | 6.1398 | 3.9532 | 2.1866 | 1.4521
29653 | jun | 6.318 | 3.3369 | 2.9811 | 6.2009
29654 | jun | 6.3045 | 3.4785 | 2.8261 | 4.747
29655 | jun | 6.3474 | 3.4017 | 2.9457 | 5.8458
29657 | jun | 6.0362 | 3.7383 | 2.2979 | -1.7285
29658 | jun | 5.7801 | 4.657 | 1.123 | -15.6828
29659 | jun | 6.3553 | 3.4109 | 2.9444 | 6.3733
29661 | jun | 5.7293 | 4.177 | 1.5522 | -6.4185
29662 | jun | 6.1591 | 3.8135 | 2.3457 | 2.223
29664 | jun | 5.6309 | 4.8371 | 0.7938 | -17.8009
29666 | jun | 6.3435 | 3.4948 | 2.8487 | 6.7664
29667 | jun | 6.0175 | 3.726 | 2.2914 | -2.4815
29669 | jun | 6.2042 | 3.651 | 2.5532 | 2.5892
29670 | jun | 6.1655 | 3.5735 | 2.5921 | 0.62296
29671 | jun | 5.8071 | 4.0497 | 1.7574 | -6.2123
29672 | jun | 5.9866 | 3.9466 | 2.04 | -5.3375
29673 | jun | 6.1485 | 3.733 | 2.4154 | 1.3136
29676 | jun | 5.699 | 4.3949 | 1.3041 | -11.6903
29678 | jun | 6.1056 | 3.7665 | 2.3392 | -2.6445
29680 | jun | 6.2083 | 3.7132 | 2.4951 | 3.1476
29681 | jun | 6.1966 | 3.8086 | 2.388 | 3.0327
29682 | jun | 5.9331 | 3.9033 | 2.0298 | -4.7602
29684 | jun | 6.3439 | 3.3714 | 2.9725 | 5.1767
29685 | jun | 5.6291 | 4.3112 | 1.3179 | -10.7653
29686 | jun | 5.7218 | 4.5305 | 1.1913 | -13.6377
29687 | jun | 6.0436 | 3.9912 | 2.0524 | -0.2883
29688 | jun | 5.8664 | 4.1377 | 1.7287 | -3.4161
29689 | jun | 6.2182 | 3.5526 | 2.6656 | 0.73692
29690 | jun | 5.8473 | 4.1103 | 1.7369 | -3.771
29691 | jun | 5.8606 | 4.3906 | 1.47 | -10.9703
29692 | jun | 6.3222 | 3.3916 | 2.9306 | 5.8721
29693 | jun | 5.9686 | 4.1831 | 1.7855 | -8.1456
29696 | jun | 5.9182 | 4.1769 | 1.7413 | -8.1941
29697 | jun | 6.1819 | 3.6431 | 2.5388 | 1.5056
29702 | jul | 6.3275 | 3.8528 | 2.4747 | 5.4144
29704 | jun | 6.4412 | 3.7732 | 2.668 | 7.7387
29706 | jun | 6.4505 | 3.8191 | 2.6313 | 8.0401
29707 | jun | 6.4363 | 3.7046 | 2.7317 | 7.7479
29708 | jun | 6.448 | 3.7647 | 2.6833 | 7.8029
29709 | apr | 5.2607 | 2.7993 | 2.4615 | 6.2581
29710 | jul | 6.4142 | 3.8436 | 2.5706 | 6.668
29712 | jun | 6.4427 | 3.7952 | 2.6475 | 7.8314
29714 | jun | 6.427 | 3.7742 | 2.6528 | 7.9789
29715 | jun | 6.4462 | 3.7339 | 2.7123 | 7.8686
29717 | jul | 6.4146 | 3.8623 | 2.5523 | 6.8499
29718 | may | 5.7653 | 3.352 | 2.4132 | 6.3141
29720 | jun | 6.3875 | 3.7752 | 2.6122 | 7.1356
29726 | jun | 6.4457 | 3.8716 | 2.5741 | 7.4976
29727 | apr | 5.2268 | 2.8548 | 2.372 | 5.9081
29728 | apr | 5.2371 | 2.8883 | 2.3488 | 5.7283
29729 | jun | 6.4325 | 3.7836 | 2.6489 | 8.2643
29730 | jun | 6.4539 | 3.8192 | 2.6347 | 7.6923
29732 | jun | 6.4566 | 3.8489 | 2.6076 | 7.547
29741 | apr | 5.2357 | 2.8351 | 2.4007 | 6.0486
29742 | jun | 6.4437 | 3.8852 | 2.5585 | 7.3774
29743 | jul | 6.4027 | 3.8598 | 2.5429 | 6.3409
29745 | jul | 6.4328 | 3.8871 | 2.5457 | 7.0886
29801 | may | 5.8838 | 3.6166 | 2.2672 | 6.4761
29803 | may | 5.8582 | 3.6173 | 2.2409 | 7.5375
29805 | may | 5.9068 | 3.5806 | 2.3262 | 6.4258
29808 | apr | 5.3951 | 2.9125 | 2.4825 | 9.3224
29809 | apr | 5.3515 | 3.0756 | 2.2759 | 7.8231
29810 | apr | 5.4353 | 2.7986 | 2.6367 | 9.6297
29812 | apr | 5.4635 | 2.8088 | 2.6547 | 9.7059
29817 | apr | 5.472 | 2.8197 | 2.6523 | 9.8017
29819 | jun | 6.3059 | 3.3793 | 2.9267 | 6.9971
29821 | jun | 6.3709 | 3.7093 | 2.6616 | 8.2083
29824 | jun | 6.3709 | 3.7075 | 2.6634 | 7.253
29827 | apr | 5.4583 | 2.7948 | 2.6635 | 9.4423
29828 | may | 5.7965 | 3.5652 | 2.2313 | 7.2111
29829 | jun | 6.4115 | 4.1773 | 2.2342 | 6.8278
29831 | may | 5.8279 | 3.5131 | 2.3148 | 9.4567
29832 | jun | 6.3906 | 4.0184 | 2.3721 | 6.217
29835 | jun | 6.3264 | 3.4609 | 2.8655 | 7.3757
29836 | apr | 5.4176 | 2.8132 | 2.6044 | 9.8935
29838 | jun | 6.3641 | 3.597 | 2.7672 | 8.0617
29840 | jun | 6.3353 | 3.4153 | 2.92 | 7.5691
29841 | jun | 6.4006 | 4.0088 | 2.3918 | 7.9049
29842 | jun | 6.4465 | 4.1462 | 2.3004 | 8.5122
29843 | apr | 5.4578 | 2.7705 | 2.6873 | 9.4952
29845 | jun | 6.3452 | 3.525 | 2.8202 | 7.6371
29847 | jun | 6.386 | 4.067 | 2.319 | 6.3754
29848 | jun | 6.3253 | 3.4563 | 2.8689 | 7.0705
29849 | apr | 5.4511 | 2.7883 | 2.6628 | 9.286
29851 | may | 5.8026 | 3.5721 | 2.2305 | 7.2944
29853 | apr | 5.4422 | 2.9082 | 2.534 | 9.1239
29856 | apr | 5.4112 | 3.0287 | 2.3825 | 8.0538
29860 | jun | 6.3795 | 3.9229 | 2.4566 | 7.4856
29902 | apr | 5.4151 | 2.5176 | 2.8976 | 7.9059
29906 | apr | 5.4216 | 2.5818 | 2.8399 | 7.8235
29907 | apr | 5.4044 | 2.535 | 2.8694 | 7.9679
29909 | apr | 5.452 | 2.6017 | 2.8503 | 7.9705
29910 | apr | 5.4717 | 2.5553 | 2.9164 | 8.173
29911 | apr | 5.454 | 2.7964 | 2.6575 | 8.8535
29915 | apr | 5.512 | 2.4671 | 3.0449 | 8.608
29916 | apr | 5.4245 | 2.8156 | 2.6089 | 7.4881
29918 | apr | 5.4868 | 2.8091 | 2.6777 | 9.0012
29920 | apr | 5.3935 | 2.473 | 2.9205 | 7.9937
29922 | apr | 5.4996 | 2.8066 | 2.693 | 9.1293
29924 | apr | 5.4579 | 2.8019 | 2.656 | 8.5462
29926 | apr | 5.4432 | 2.4915 | 2.9516 | 7.8163
29927 | apr | 5.5004 | 2.6465 | 2.8538 | 8.7068
29928 | apr | 5.4435 | 2.4878 | 2.9557 | 7.8017
29929 | apr | 5.451 | 2.7868 | 2.6642 | 8.0978
29932 | apr | 5.4672 | 2.8074 | 2.6598 | 9.0345
29934 | apr | 5.4859 | 2.8055 | 2.6805 | 8.4009
29935 | apr | 5.4119 | 2.517 | 2.8949 | 7.9241
29936 | apr | 5.4346 | 2.7242 | 2.7104 | 7.6359
29940 | apr | 5.4207 | 2.653 | 2.7677 | 7.716
29941 | apr | 5.4187 | 2.7125 | 2.7061 | 7.5161
29943 | apr | 5.4812 | 2.7764 | 2.7048 | 8.3487
29944 | apr | 5.4466 | 2.8114 | 2.6352 | 7.9839
29945 | apr | 5.4075 | 2.7324 | 2.6752 | 7.2984
30002 | jun | 6.3881 | 3.3181 | 3.0699 | 4.4921
30004 | jun | 6.1771 | 3.4059 | 2.7712 | -1.137
30005 | jun | 6.2 | 3.3922 | 2.8079 | -0.37806
30008 | jun | 6.3254 | 3.3302 | 2.9951 | 3.0731
30009 | jun | 6.223 | 3.3677 | 2.8553 | 0.16125
30011 | jun | 6.2111 | 3.4655 | 2.7456 | 0.60611
30012 | jun | 6.3738 | 3.3706 | 3.0032 | 4.7009
30013 | jun | 6.4063 | 3.3715 | 3.0348 | 5.432
30014 | jun | 6.4001 | 3.3874 | 3.0127 | 5.821
30016 | jun | 6.4693 | 3.3682 | 3.1012 | 6.5779
30017 | jun | 6.2741 | 3.4107 | 2.8634 | 2.247
30019 | jun | 6.2232 | 3.4542 | 2.769 | 0.99482
30021 | jun | 6.3635 | 3.3235 | 3.0399 | 3.9942
30022 | jun | 6.2424 | 3.3622 | 2.8802 | 0.76238
30024 | jun | 6.2067 | 3.4181 | 2.7886 | -0.27589
30025 | jun | 6.363 | 3.4014 | 2.9615 | 5.2408
30028 | jun | 6.0571 | 3.5458 | 2.5113 | -5.2405
30030 | jun | 6.404 | 3.3112 | 3.0929 | 4.6165
30032 | jun | 6.4091 | 3.3213 | 3.0878 | 4.8266
30033 | jun | 6.3788 | 3.3112 | 3.0676 | 4.128
30034 | jun | 6.4444 | 3.331 | 3.1134 | 5.2518
30035 | jun | 6.4054 | 3.3326 | 3.0728 | 4.879
30038 | jun | 6.4461 | 3.345 | 3.1011 | 5.3988
30039 | jun | 6.3376 | 3.371 | 2.9665 | 3.7456
30040 | jun | 6.1067 | 3.4816 | 2.6251 | -3.3287
30041 | jun | 6.1042 | 3.4976 | 2.6065 | -3.4046
30043 | jun | 6.2268 | 3.4261 | 2.8007 | 0.61516
30044 | jun | 6.2832 | 3.3787 | 2.9045 | 2.0525
30045 | jun | 6.2494 | 3.4243 | 2.8251 | 1.5231
30047 | jun | 6.3182 | 3.3571 | 2.9611 | 2.9316
30052 | jun | 6.3024 | 3.4093 | 2.8931 | 3.2628
30054 | jun | 6.3603 | 3.39 | 2.9703 | 4.9302
30055 | jun | 6.4225 | 3.3813 | 3.0412 | 6.6038
30056 | jun | 6.4264 | 3.3694 | 3.057 | 6.8317
30058 | jun | 6.3865 | 3.3491 | 3.0374 | 4.6712
30060 | jun | 6.3206 | 3.3129 | 3.0076 | 3.0274
30062 | jun | 6.2946 | 3.3143 | 2.9804 | 2.1291
30064 | jun | 6.3016 | 3.3579 | 2.9437 | 2.3831
30066 | jun | 6.2824 | 3.3366 | 2.9459 | 1.5851
30067 | jun | 6.3236 | 3.2833 | 3.0403 | 3.2532
30068 | jun | 6.3091 | 3.2946 | 3.0145 | 2.6822
30069 | jun | 6.3225 | 3.2966 | 3.026 | 3.2758
30071 | jun | 6.2969 | 3.3414 | 2.9555 | 2.1901
30075 | jun | 6.2623 | 3.3353 | 2.927 | 1.09
30076 | jun | 6.2587 | 3.3427 | 2.916 | 1.1307
30078 | jun | 6.3017 | 3.3863 | 2.9154 | 2.8087
30079 | jun | 6.3758 | 3.3188 | 3.057 | 4.2278
30080 | jun | 6.3691 | 3.2938 | 3.0753 | 3.8658
30082 | jun | 6.3787 | 3.3084 | 3.0703 | 3.8748
30083 | jun | 6.3649 | 3.3318 | 3.0331 | 4.0978
30084 | jun | 6.3409 | 3.3289 | 3.012 | 3.3907
30087 | jun | 6.3499 | 3.3471 | 3.0028 | 3.7792
30088 | jun | 6.3791 | 3.3358 | 3.0433 | 4.4889
30092 | jun | 6.2789 | 3.3448 | 2.9341 | 1.7052
30093 | jun | 6.3096 | 3.3426 | 2.967 | 2.5763
30094 | jun | 6.4684 | 3.356 | 3.1124 | 5.9051
30096 | jun | 6.2647 | 3.3708 | 2.8939 | 1.3629
30097 | jun | 6.2337 | 3.3883 | 2.8454 | 0.49158
30101 | jun | 6.2819 | 3.4315 | 2.8503 | 1.0839
30102 | jun | 6.2558 | 3.4059 | 2.8499 | 0.55654
30103 | jun | 6.1654 | 3.5062 | 2.6592 | -2.0485
30104 | jun | 6.2073 | 3.7011 | 2.5062 | -1.7225
30105 | jun | 6.115 | 3.5217 | 2.5933 | -3.7309
30106 | jun | 6.3694 | 3.3711 | 2.9983 | 3.3406
30107 | jun | 6.0537 | 3.5749 | 2.4788 | -5.4022
30108 | jun | 6.2808 | 3.7248 | 2.5559 | -0.93108
30110 | jun | 6.2419 | 3.7656 | 2.4763 | -1.7007
30113 | jun | 6.2231 | 3.7808 | 2.4423 | -2.1685
30114 | jun | 6.1264 | 3.4773 | 2.6491 | -2.3511
30115 | jun | 6.1497 | 3.4305 | 2.7192 | -1.8311
30116 | jun | 6.3354 | 3.6472 | 2.6883 | 0.89528
30117 | jun | 6.2846 | 3.7062 | 2.5784 | -0.42259
30118 | jun | 6.289 | 3.6931 | 2.5959 | -0.091212
30120 | jun | 6.2087 | 3.5294 | 2.6793 | -0.74964
30121 | jun | 6.1879 | 3.493 | 2.6949 | -1.0007
30122 | jun | 6.4242 | 3.392 | 3.0322 | 3.9221
30124 | jun | 6.1872 | 3.7671 | 2.4201 | -3.0466
30125 | jun | 6.2075 | 3.788 | 2.4195 | -2.6732
30126 | jun | 6.4193 | 3.3185 | 3.1008 | 4.2751
30127 | jun | 6.318 | 3.4314 | 2.8867 | 2.2193
30132 | jun | 6.2591 | 3.5594 | 2.6997 | 0.08136
30134 | jun | 6.3234 | 3.5258 | 2.7976 | 1.8253
30135 | jun | 6.4129 | 3.5029 | 2.91 | 3.1303
30137 | jun | 6.2448 | 3.465 | 2.7799 | 0.18322
30139 | jun | 6.1239 | 3.5004 | 2.6234 | -3.1116
30141 | jun | 6.3005 | 3.5049 | 2.7956 | 1.4424
30143 | jun | 5.9683 | 3.7417 | 2.2266 | -8.1756
30144 | jun | 6.2845 | 3.3609 | 2.9236 | 1.4983
30145 | jun | 6.1692 | 3.5946 | 2.5745 | -1.7692
30147 | jun | 6.1948 | 3.7499 | 2.4449 | -2.5916
30148 | jun | 5.9241 | 3.8418 | 2.0823 | -10.5905
30149 | jun | 6.1521 | 3.655 | 2.4972 | -2.7232
30152 | jun | 6.2904 | 3.3862 | 2.9042 | 1.7146
30153 | jun | 6.2218 | 3.7082 | 2.5135 | -1.559
30157 | jun | 6.2694 | 3.5956 | 2.6737 | 0.1215
30161 | jun | 6.1626 | 3.6736 | 2.489 | -2.501
30165 | jun | 6.1413 | 3.6585 | 2.4828 | -3.2079
30168 | jun | 6.4419 | 3.3422 | 3.0998 | 4.3886
30170 | jun | 6.3312 | 3.6529 | 2.6783 | 0.34693
30171 | jun | 6.1414 | 3.4888 | 2.6527 | -2.3659
30173 | jun | 6.1927 | 3.7265 | 2.4662 | -2.2405
30175 | jun | 5.9675 | 3.7438 | 2.2237 | -7.9174
30176 | jun | 6.2261 | 3.7917 | 2.4344 | -2.1885
30177 | jun | 5.9988 | 3.6813 | 2.3175 | -7.5241
30178 | jun | 6.2147 | 3.6172 | 2.5975 | -1.0244
30179 | jun | 6.2522 | 3.7169 | 2.5353 | -1.0684
30180 | jun | 6.299 | 3.6432 | 2.6558 | 0.41515
30182 | jun | 6.2536 | 3.7608 | 2.4928 | -1.5134
30183 | jun | 6.0866 | 3.5418 | 2.5449 | -3.7129
30184 | jun | 6.1529 | 3.4878 | 2.6651 | -1.7054
30185 | jun | 6.4146 | 3.5988 | 2.8158 | 2.2935
30187 | jun | 6.3521 | 3.5884 | 2.7637 | 1.7091
30188 | jun | 6.2286 | 3.3734 | 2.8552 | 0.053786
30189 | jun | 6.23 | 3.3972 | 2.8328 | 0.093161
30204 | jun | 6.6319 | 3.5243 | 3.1076 | 7.4853
30205 | jun | 6.6061 | 3.523 | 3.0831 | 5.7567
30206 | jun | 6.6184 | 3.5841 | 3.0342 | 5.6342
30213 | jun | 6.5177 | 3.46 | 3.0578 | 4.7419
30214 | jun | 6.5527 | 3.4549 | 3.0977 | 5.4974
30215 | jun | 6.5739 | 3.4827 | 3.0912 | 5.7105
30216 | jun | 6.6 | 3.3727 | 3.2273 | 8.5546
30217 | jun | 6.4376 | 3.5333 | 2.9043 | 1.9632
30218 | jun | 6.6006 | 3.5699 | 3.0307 | 5.1519
30220 | jun | 6.5407 | 3.5486 | 2.992 | 3.9679
30222 | jun | 6.5641 | 3.5773 | 2.9868 | 3.8781
30223 | jun | 6.5938 | 3.487 | 3.1068 | 6.3149
30224 | jun | 6.6087 | 3.5105 | 3.0982 | 6.5014
30228 | jun | 6.5641 | 3.4488 | 3.1153 | 6.1387
30230 | jun | 6.5468 | 3.4937 | 3.0531 | 3.6942
30233 | jun | 6.5951 | 3.3962 | 3.1989 | 7.8547
30234 | jun | 6.5872 | 3.4 | 3.1872 | 7.5272
30236 | jun | 6.5487 | 3.3947 | 3.154 | 6.0909
30238 | jun | 6.5556 | 3.4161 | 3.1395 | 5.9658
30240 | jun | 6.514 | 3.364 | 3.15 | 3.262
30241 | jun | 6.5602 | 3.4506 | 3.1096 | 3.5912
30248 | jun | 6.575 | 3.4215 | 3.1535 | 6.9834
30251 | jun | 6.5622 | 3.5759 | 2.9863 | 4.3693
30252 | jun | 6.536 | 3.3807 | 3.1553 | 6.712
30253 | jun | 6.5486 | 3.4095 | 3.1391 | 6.4108
30256 | jun | 6.6311 | 3.5991 | 3.0321 | 6.249
30257 | jun | 6.6178 | 3.5135 | 3.1043 | 6.9644
30258 | jun | 6.6097 | 3.6319 | 2.9778 | 5.2616
30259 | jun | 6.5439 | 3.5795 | 2.9644 | 4.2065
30260 | jun | 6.5377 | 3.3644 | 3.1733 | 6.0051
30263 | jun | 6.5106 | 3.5633 | 2.9473 | 3.5979
30265 | jun | 6.5278 | 3.5791 | 2.9487 | 4.1544
30268 | jun | 6.5037 | 3.5231 | 2.9807 | 4.0958
30269 | jun | 6.5567 | 3.5214 | 3.0353 | 5.0191
30273 | jun | 6.5365 | 3.3533 | 3.1833 | 6.1634
30274 | jun | 6.5458 | 3.3895 | 3.1563 | 5.8737
30276 | jun | 6.5883 | 3.5479 | 3.0405 | 5.1421
30277 | jun | 6.5457 | 3.5554 | 2.9902 | 4.5607
30281 | jun | 6.5264 | 3.361 | 3.1654 | 6.2147
30285 | jun | 6.649 | 3.5874 | 3.0616 | 6.8125
30286 | jun | 6.644 | 3.6337 | 3.0103 | 6.5152
30288 | jun | 6.498 | 3.3371 | 3.1609 | 5.6162
30290 | jun | 6.5418 | 3.4975 | 3.0443 | 4.9144
30291 | jun | 6.538 | 3.4332 | 3.1048 | 5.2348
30292 | jun | 6.6189 | 3.5539 | 3.065 | 5.9682
30293 | jun | 6.59 | 3.6347 | 2.9553 | 4.4517
30294 | jun | 6.4933 | 3.3405 | 3.1527 | 5.7339
30295 | jun | 6.6208 | 3.5689 | 3.0519 | 6.2665
30296 | jun | 6.5446 | 3.4024 | 3.1422 | 5.7028
30297 | jun | 6.5264 | 3.3562 | 3.1702 | 5.8027
30303 | jun | 6.4793 | 3.2885 | 3.1908 | 5.2777
30305 | jun | 6.408 | 3.2778 | 3.1302 | 4.4572
30306 | jun | 6.4287 | 3.2941 | 3.1347 | 4.7434
30307 | jun | 6.4312 | 3.3004 | 3.1307 | 4.8392
30308 | jun | 6.4578 | 3.2888 | 3.169 | 5.0546
30309 | jun | 6.4391 | 3.2827 | 3.1565 | 4.8204
30310 | jun | 6.5037 | 3.2999 | 3.2039 | 5.4451
30311 | jun | 6.5034 | 3.3173 | 3.186 | 5.3233
30312 | jun | 6.4759 | 3.2958 | 3.1801 | 5.2787
30313 | jun | 6.4729 | 3.2853 | 3.1876 | 5.1837
30314 | jun | 6.4907 | 3.2881 | 3.2026 | 5.3104
30315 | jun | 6.496 | 3.3141 | 3.1819 | 5.4659
30316 | jun | 6.4661 | 3.3154 | 3.1507 | 5.2846
30317 | jun | 6.4339 | 3.3072 | 3.1267 | 4.9861
30318 | jun | 6.455 | 3.288 | 3.167 | 4.8991
30319 | jun | 6.3567 | 3.2903 | 3.0663 | 3.6958
30322 | jun | 6.4111 | 3.3002 | 3.1109 | 4.5706
30324 | jun | 6.4075 | 3.2897 | 3.1178 | 4.4413
30326 | jun | 6.3862 | 3.2839 | 3.1023 | 4.162
30327 | jun | 6.3837 | 3.2703 | 3.1133 | 4.1968
30328 | jun | 6.3267 | 3.2791 | 3.0476 | 3.2559
30329 | jun | 6.3886 | 3.2989 | 3.0897 | 4.1981
30330 | jun | 6.5099 | 3.3152 | 3.1947 | 5.4697
30331 | jun | 6.4985 | 3.358 | 3.1404 | 5.0267
30334 | jun | 6.4782 | 3.2909 | 3.1872 | 5.289
30336 | jun | 6.4838 | 3.345 | 3.1388 | 4.8839
30337 | jun | 6.5259 | 3.3607 | 3.1652 | 5.5393
30338 | jun | 6.3112 | 3.3061 | 3.0052 | 2.6736
30339 | jun | 6.3679 | 3.2799 | 3.088 | 3.9514
30340 | jun | 6.3283 | 3.3187 | 3.0096 | 2.9983
30341 | jun | 6.3404 | 3.3052 | 3.0352 | 3.3349
30342 | jun | 6.3628 | 3.2764 | 3.0864 | 3.8834
30344 | jun | 6.5171 | 3.3442 | 3.1729 | 5.441
30345 | jun | 6.3592 | 3.3095 | 3.0497 | 3.7114
30346 | jun | 6.3263 | 3.2911 | 3.0352 | 3.146
30349 | jun | 6.525 | 3.3986 | 3.1264 | 5.2566
30350 | jun | 6.2918 | 3.3169 | 2.9749 | 2.1087
30354 | jun | 6.5141 | 3.3363 | 3.1777 | 5.6236
30360 | jun | 6.3107 | 3.3186 | 2.9921 | 2.5684
30363 | jun | 6.4493 | 3.283 | 3.1663 | 4.931
30401 | may | 6.0188 | 3.3327 | 2.6861 | 10.9539
30410 | may | 6.1517 | 3.191 | 2.9607 | 11.5431
30411 | may | 6.1955 | 3.0993 | 3.0962 | 11.8847
30413 | jun | 6.4561 | 3.6563 | 2.7998 | 10.2361
30415 | apr | 5.509 | 2.7883 | 2.7207 | 10.1778
30417 | may | 6.1695 | 3.3417 | 2.8278 | 10.8975
30420 | may | 6.1148 | 3.3053 | 2.8095 | 11.1524
30421 | may | 6.1392 | 3.2964 | 2.8428 | 11.1595
30425 | apr | 5.4217 | 2.7957 | 2.626 | 10.7266
30426 | apr | 5.3828 | 2.8231 | 2.5597 | 10.0932
30427 | may | 6.1646 | 3.2492 | 2.9154 | 11.2222
30428 | may | 6.1801 | 3.1337 | 3.0464 | 11.8213
30434 | jun | 6.4402 | 3.6852 | 2.7549 | 9.83
30436 | may | 6.1418 | 3.2348 | 2.9071 | 11.3951
30438 | may | 6.1667 | 3.279 | 2.8878 | 11.1812
30439 | may | 6.0767 | 3.3732 | 2.7035 | 10.9414
30441 | may | 5.9429 | 3.4093 | 2.5336 | 10.6868
30442 | apr | 5.3827 | 2.7751 | 2.6075 | 10.7159
30445 | may | 6.1564 | 3.1586 | 2.9977 | 11.7427
30446 | apr | 5.505 | 2.8032 | 2.7018 | 9.8178
30450 | apr | 5.4417 | 2.7999 | 2.6418 | 10.5604
30452 | may | 6.1134 | 3.4058 | 2.7076 | 10.7455
30453 | may | 6.1624 | 3.2327 | 2.9297 | 11.4068
30454 | may | 6.09 | 3.1584 | 2.9317 | 11.7482
30455 | apr | 5.4446 | 2.7784 | 2.6662 | 10.4889
30456 | apr | 5.3673 | 2.8115 | 2.5558 | 10.1264
30457 | may | 6.091 | 3.2146 | 2.8764 | 11.4227
30458 | apr | 5.4493 | 2.8046 | 2.6447 | 10.4572
30461 | apr | 5.4811 | 2.7976 | 2.6835 | 10.2869
30467 | apr | 5.4486 | 2.7932 | 2.6554 | 10.1059
30470 | may | 6.1148 | 3.2003 | 2.9145 | 11.51
30471 | may | 6.0379 | 3.3802 | 2.6578 | 10.9321
30473 | may | 6.1866 | 3.1753 | 3.0113 | 11.5692
30474 | may | 6.1379 | 3.2282 | 2.9097 | 11.3435
30477 | jun | 6.4585 | 3.7596 | 2.6988 | 10.4839
30501 | jun | 6.0175 | 3.667 | 2.3506 | -5.5942
30504 | jun | 6.0364 | 3.5827 | 2.4537 | -4.487
30506 | jun | 5.9973 | 3.6733 | 2.324 | -6.8799
30507 | jun | 6.0627 | 3.62 | 2.4427 | -3.6649
30510 | jun | 5.9776 | 3.9516 | 2.026 | -8.0289
30511 | jun | 6.0242 | 3.9544 | 2.0699 | -6.8368
30512 | jun | 5.5759 | 4.6888 | 0.88715 | -20.2981
30513 | jun | 5.6869 | 4.3456 | 1.3413 | -16.042
30516 | jun | 6.1979 | 3.6589 | 2.539 | 0.066561
30517 | jun | 6.1604 | 3.5062 | 2.6541 | -0.82866
30518 | jun | 6.1485 | 3.4732 | 2.6753 | -1.7999
30519 | jun | 6.1682 | 3.4779 | 2.6902 | -0.83588
30520 | jun | 6.1971 | 3.6653 | 2.5318 | 0.042189
30521 | jun | 6.16 | 3.74 | 2.42 | -1.9685
30522 | jun | 5.7047 | 4.2737 | 1.431 | -15.1794
30523 | jun | 5.6963 | 4.7182 | 0.97809 | -18.4877
30525 | jun | 5.4336 | 5.2806 | 0.15308 | -24.7425
30527 | jun | 5.895 | 3.9651 | 1.93 | -11.1735
30528 | jun | 5.742 | 4.3537 | 1.3884 | -16.5409
30529 | jun | 6.1802 | 3.6058 | 2.5743 | -0.63114
30530 | jun | 6.2025 | 3.6174 | 2.5851 | -0.11841
30531 | jun | 5.9027 | 4.1215 | 1.7812 | -10.794
30533 | jun | 5.773 | 4.1425 | 1.6305 | -15.7522
30534 | jun | 5.9213 | 3.8057 | 2.1156 | -10.444
30535 | jun | 5.8292 | 4.3041 | 1.5251 | -13.4932
30536 | jun | 5.7486 | 4.1712 | 1.5774 | -14.5313
30537 | jun | 5.3405 | 5.4739 | -0.13347 | -26.7941
30538 | jun | 6.0839 | 3.91 | 2.1739 | -4.5307
30539 | jun | 5.8018 | 4.0278 | 1.774 | -12.1123
30540 | jun | 5.824 | 3.9743 | 1.8498 | -11.0641
30541 | jun | 5.7094 | 4.2017 | 1.5077 | -13.8375
30542 | jun | 6.1022 | 3.5251 | 2.5771 | -2.5097
30543 | jun | 6.0702 | 3.6796 | 2.3906 | -3.7489
30545 | jun | 5.5448 | 4.9085 | 0.63632 | -22.9388
30546 | jun | 5.4519 | 5.1823 | 0.2696 | -25.1887
30547 | jun | 6.1117 | 3.7675 | 2.3442 | -3.5534
30548 | jun | 6.1987 | 3.4842 | 2.7145 | 0.17542
30549 | jun | 6.2227 | 3.5081 | 2.7146 | 0.91018
30552 | jun | 5.6409 | 4.9292 | 0.71174 | -20.5878
30553 | jun | 6.161 | 3.7419 | 2.4191 | -1.4889
30554 | jun | 5.993 | 3.8535 | 2.1395 | -7.2349
30555 | jun | 5.7348 | 4.2098 | 1.525 | -13.177
30557 | jun | 6.1115 | 3.8515 | 2.26 | -3.3606
30558 | jun | 6.117 | 3.6563 | 2.4606 | -2.4103
30559 | jun | 5.7235 | 4.3087 | 1.4148 | -14.3053
30560 | jun | 5.6835 | 4.4006 | 1.2829 | -16.2355
30563 | jun | 5.8933 | 4.2559 | 1.6374 | -11.4277
30564 | jun | 5.9055 | 3.8569 | 2.0486 | -11.0328
30565 | jun | 6.2604 | 3.5238 | 2.7366 | 1.836
30566 | jun | 6.0526 | 3.5585 | 2.4941 | -3.7394
30567 | jun | 6.1463 | 3.5533 | 2.5931 | -1.1203
30568 | jun | 5.3649 | 5.4277 | -0.062748 | -26.7138
30571 | jun | 5.6096 | 4.8068 | 0.8028 | -21.1682
30572 | jun | 5.5813 | 4.5995 | 0.98184 | -20.32
30575 | jun | 6.1215 | 3.5611 | 2.5604 | -1.712
30576 | jun | 5.5421 | 5.1121 | 0.43001 | -22.9959
30577 | jun | 5.9756 | 4.1276 | 1.848 | -8.2731
30582 | jun | 5.5572 | 4.7965 | 0.76074 | -20.9837
30601 | jun | 6.2956 | 3.4841 | 2.8115 | 3.2751
30602 | jun | 6.299 | 3.4528 | 2.8462 | 3.8759
30605 | jun | 6.319 | 3.4458 | 2.8732 | 4.3966
30606 | jun | 6.2894 | 3.4443 | 2.8452 | 3.7489
30607 | jun | 6.2719 | 3.4829 | 2.7889 | 2.6329
30609 | jun | 6.3098 | 3.4313 | 2.8784 | 4.4355
30619 | jun | 6.341 | 3.4455 | 2.8955 | 4.959
30620 | jun | 6.2508 | 3.4488 | 2.802 | 2.088
30621 | jun | 6.322 | 3.4106 | 2.9113 | 4.7879
30622 | jun | 6.2826 | 3.4444 | 2.8381 | 3.3988
30624 | jun | 6.2698 | 3.5453 | 2.7244 | 2.8284
30625 | jun | 6.4211 | 3.3539 | 3.0672 | 7.1707
30627 | jun | 6.3277 | 3.4923 | 2.8354 | 5.0637
30628 | jun | 6.314 | 3.5096 | 2.8044 | 3.4626
30629 | jun | 6.3072 | 3.5168 | 2.7904 | 3.4701
30630 | jun | 6.3287 | 3.4723 | 2.8564 | 4.7188
30631 | jun | 6.32 | 3.4597 | 2.8603 | 5.9593
30633 | jun | 6.241 | 3.5857 | 2.6553 | 1.3421
30634 | jun | 6.2674 | 3.5168 | 2.7506 | 3.3007
30635 | jun | 6.3372 | 3.466 | 2.8712 | 5.5913
30641 | jun | 6.3218 | 3.4144 | 2.9074 | 4.6575
30642 | jun | 6.3819 | 3.3908 | 2.9911 | 6.5959
30643 | jun | 6.2545 | 3.5171 | 2.7374 | 2.5098
30646 | jun | 6.2826 | 3.5315 | 2.7511 | 2.3488
30648 | jun | 6.3204 | 3.4875 | 2.8328 | 4.9298
30650 | jun | 6.4019 | 3.3677 | 3.0342 | 6.5715
30655 | jun | 6.3248 | 3.419 | 2.9058 | 4.0884
30656 | jun | 6.285 | 3.4364 | 2.8486 | 3.0297
30660 | jun | 6.305 | 3.5082 | 2.7968 | 5.2215
30662 | jun | 6.2098 | 3.6271 | 2.5828 | 0.74861
30663 | jun | 6.3868 | 3.3845 | 3.0023 | 5.9618
30666 | jun | 6.2656 | 3.4577 | 2.8078 | 2.6208
30667 | jun | 6.3366 | 3.4444 | 2.8922 | 5.4232
30668 | jun | 6.3195 | 3.5039 | 2.8156 | 6.4224
30669 | jun | 6.3346 | 3.4474 | 2.8871 | 5.6639
30673 | jun | 6.2964 | 3.5387 | 2.7577 | 5.7725
30677 | jun | 6.3388 | 3.4053 | 2.9335 | 5.2488
30678 | jun | 6.3731 | 3.4017 | 2.9714 | 6.7161
30680 | jun | 6.2409 | 3.461 | 2.7799 | 1.6476
30683 | jun | 6.325 | 3.4728 | 2.8521 | 4.1443
30701 | jun | 6.1487 | 3.4599 | 2.6888 | -2.6923
30705 | jun | 6.0229 | 3.5471 | 2.4758 | -5.0835
30707 | jun | 6.0055 | 3.6316 | 2.3738 | -7.7807
30708 | jun | 5.8432 | 3.8625 | 1.9807 | -9.565
30710 | jun | 6.0471 | 3.3952 | 2.6519 | -4.2301
30711 | jun | 5.9826 | 3.5499 | 2.4327 | -5.4468
30720 | jun | 6.078 | 3.4261 | 2.6518 | -4.242
30721 | jun | 6.0858 | 3.4098 | 2.676 | -3.7664
30725 | jun | 6.0006 | 3.5102 | 2.4905 | -6.7713
30728 | jun | 6.0617 | 3.5412 | 2.5206 | -5.9308
30730 | jun | 6.0956 | 3.7127 | 2.3829 | -4.9027
30731 | jun | 5.9681 | 3.8469 | 2.1212 | -9.4247
30733 | jun | 6.1581 | 3.4766 | 2.6815 | -2.2467
30734 | jun | 6.1045 | 3.5092 | 2.5954 | -3.7598
30735 | jun | 6.1362 | 3.431 | 2.7052 | -2.9825
30736 | jun | 6.0719 | 3.3542 | 2.7177 | -4.5681
30738 | jun | 5.9556 | 3.7589 | 2.1968 | -9.4637
30739 | jun | 6.0814 | 3.4282 | 2.6533 | -5.2109
30740 | jun | 6.0456 | 3.4515 | 2.5941 | -5.0664
30741 | jun | 6.059 | 3.379 | 2.68 | -5.1823
30742 | jun | 6.0917 | 3.3157 | 2.776 | -4.3686
30746 | jun | 6.1043 | 3.484 | 2.6202 | -4.0611
30747 | jun | 6.0754 | 3.6146 | 2.4608 | -5.3536
30750 | jun | 5.9653 | 3.5825 | 2.3827 | -7.6792
30751 | jun | 5.9422 | 3.6427 | 2.2994 | -6.4962
30752 | jun | 5.9731 | 3.7095 | 2.2635 | -8.8566
30753 | jun | 6.0639 | 3.6033 | 2.4606 | -6.021
30755 | jun | 6.057 | 3.3806 | 2.6764 | -4.5492
30757 | jun | 5.9521 | 3.627 | 2.3251 | -8.1811
30802 | jun | 6.3399 | 3.5459 | 2.794 | 8.0317
30803 | jun | 6.4361 | 3.5105 | 2.9256 | 9.21
30805 | jun | 6.3753 | 3.7733 | 2.602 | 8.9383
30807 | jun | 6.3197 | 3.3948 | 2.9249 | 7.0719
30808 | jun | 6.3426 | 3.5429 | 2.7997 | 8.1718
30809 | jun | 6.3571 | 3.6766 | 2.6805 | 8.4231
30810 | jun | 6.3846 | 3.437 | 2.9476 | 8.5839
30813 | jun | 6.3382 | 3.6671 | 2.6711 | 8.2581
30814 | jun | 6.3338 | 3.5994 | 2.7344 | 8.0937
30815 | jun | 6.3845 | 3.8791 | 2.5054 | 9.2106
30816 | jun | 6.3827 | 3.8456 | 2.5371 | 9.3651
30817 | jun | 6.3248 | 3.4874 | 2.8374 | 7.3431
30818 | jun | 6.3809 | 3.673 | 2.7079 | 8.8929
30820 | jun | 6.3943 | 3.3988 | 2.9955 | 8.5155
30821 | jun | 6.3219 | 3.4157 | 2.9062 | 6.6198
30822 | apr | 5.3628 | 2.7857 | 2.577 | 10.2762
30823 | jun | 6.3768 | 3.5273 | 2.8495 | 8.7091
30824 | jun | 6.3266 | 3.4522 | 2.8744 | 7.4857
30828 | jun | 6.3364 | 3.3792 | 2.9572 | 7.6134
30830 | apr | 5.2664 | 2.8703 | 2.3961 | 9.9344
30833 | jun | 6.3834 | 3.6383 | 2.7451 | 8.9949
30901 | jun | 6.4255 | 3.9715 | 2.454 | 8.9999
30904 | jun | 6.3941 | 3.8896 | 2.5045 | 8.5429
30905 | jun | 6.3548 | 3.7164 | 2.6384 | 8.4915
30906 | jun | 6.4197 | 3.9835 | 2.4362 | 9.3439
30907 | jun | 6.3714 | 3.7722 | 2.5992 | 8.4431
30909 | jun | 6.3723 | 3.8005 | 2.5719 | 8.5062
30912 | jun | 6.4038 | 3.9258 | 2.478 | 8.6063
31001 | may | 6.2634 | 3.0516 | 3.2118 | 12.2658
31002 | may | 6.029 | 3.2542 | 2.7748 | 11.1274
31003 | jun | 6.6401 | 3.4714 | 3.1687 | 11.6177
31005 | jun | 6.7595 | 3.4321 | 3.3274 | 13.65
31006 | jun | 6.6722 | 3.6449 | 3.0273 | 8.7294
31007 | jun | 6.7174 | 3.679 | 3.0384 | 11.5176
31008 | jun | 6.7637 | 3.4343 | 3.3293 | 12.4625
31009 | may | 6.19 | 3.0561 | 3.134 | 11.8488
31011 | may | 6.2323 | 3.0403 | 3.192 | 11.8471
31012 | may | 6.1803 | 3.0521 | 3.1282 | 11.9551
31014 | may | 6.1947 | 3.0577 | 3.137 | 12.3047
31015 | may | 6.273 | 3.2666 | 3.0063 | 11.3942
31016 | jun | 6.6512 | 3.5499 | 3.1013 | 8.6641
31017 | jun | 6.6348 | 3.5076 | 3.1272 | 11.6783
31018 | jun | 6.4561 | 3.5507 | 2.9054 | 9.7403
31019 | may | 6.1451 | 3.0793 | 3.0659 | 11.9267
31020 | jun | 6.7322 | 3.4142 | 3.318 | 12.9594
31021 | may | 6.0968 | 3.1267 | 2.9701 | 11.8498
31022 | jun | 6.6407 | 3.6189 | 3.0218 | 11.7265
31023 | may | 6.2314 | 3.0054 | 3.226 | 12.0651
31024 | jun | 6.4859 | 3.3315 | 3.1544 | 8.3985
31025 | jun | 6.7395 | 3.5507 | 3.1889 | 12.3367
31027 | jun | 6.5826 | 3.6699 | 2.9128 | 11.5146
31028 | jun | 6.7731 | 3.4031 | 3.37 | 13.3406
31029 | jun | 6.6328 | 3.4249 | 3.2079 | 9.2981
31030 | jun | 6.7433 | 3.512 | 3.2313 | 11.5887
31031 | jun | 6.6248 | 3.3703 | 3.2545 | 11.0559
31032 | jun | 6.6165 | 3.3524 | 3.2641 | 10.3651
31033 | jun | 6.5654 | 3.339 | 3.2264 | 9.7327
31035 | jun | 6.4743 | 3.5959 | 2.8784 | 10.0656
31036 | may | 6.2469 | 3.0128 | 3.2341 | 12.7223
31037 | may | 6.2115 | 3.066 | 3.1455 | 11.8584
31038 | jun | 6.5682 | 3.3466 | 3.2216 | 9.4103
31041 | jun | 6.7376 | 3.6799 | 3.0577 | 10.0964
31042 | jun | 6.6399 | 3.4461 | 3.1938 | 11.5387
31044 | jun | 6.6866 | 3.4371 | 3.2495 | 12.1019
31045 | jun | 6.3518 | 3.3763 | 2.9755 | 7.4736
31046 | jun | 6.6298 | 3.3579 | 3.2718 | 10.3151
31047 | jun | 6.7547 | 3.4587 | 3.296 | 13.3554
31049 | jun | 6.5053 | 3.7658 | 2.7396 | 10.6903
31050 | jun | 6.7321 | 3.4865 | 3.2456 | 10.996
31052 | jun | 6.7432 | 3.4257 | 3.3175 | 11.631
31054 | jun | 6.6055 | 3.3648 | 3.2407 | 10.9632
31055 | may | 6.2417 | 3.0964 | 3.1452 | 11.8257
31057 | jun | 6.7504 | 3.5663 | 3.1842 | 11.5165
31058 | jun | 6.6707 | 3.7201 | 2.9506 | 7.7479
31060 | may | 6.2615 | 3.0745 | 3.187 | 11.911
31061 | jun | 6.536 | 3.3302 | 3.2058 | 9.6615
31063 | jun | 6.7387 | 3.623 | 3.1158 | 11.5122
31064 | jun | 6.5191 | 3.3534 | 3.1657 | 8.3901
31065 | jun | 6.629 | 3.573 | 3.056 | 11.6189
31066 | jun | 6.6871 | 3.5005 | 3.1865 | 9.9176
31068 | jun | 6.7539 | 3.655 | 3.099 | 10.8778
31069 | jun | 6.7612 | 3.502 | 3.2592 | 12.6451
31070 | jun | 6.7149 | 3.6435 | 3.0714 | 11.8113
31071 | may | 6.2527 | 3.0296 | 3.2231 | 12.4618
31072 | may | 6.2565 | 3.1979 | 3.0586 | 11.3726
31075 | may | 6.1551 | 3.0782 | 3.0769 | 11.9708
31076 | jun | 6.7251 | 3.5939 | 3.1311 | 10.3916
31077 | may | 6.2669 | 3.0273 | 3.2396 | 12.263
31078 | jun | 6.6913 | 3.5404 | 3.151 | 9.9118
31079 | may | 6.2519 | 3.1289 | 3.1229 | 11.8043
31081 | jun | 6.698 | 3.7076 | 2.9903 | 8.8482
31082 | jun | 6.5198 | 3.4264 | 3.0934 | 9.8541
31085 | jun | 6.4535 | 3.3563 | 3.0972 | 7.4275
31087 | jun | 6.4196 | 3.3734 | 3.0462 | 7.906
31088 | jun | 6.7732 | 3.4119 | 3.3613 | 13.6169
31089 | jun | 6.5259 | 3.498 | 3.028 | 10.451
31090 | jun | 6.6048 | 3.4453 | 3.1595 | 11.3217
31091 | jun | 6.7204 | 3.597 | 3.1235 | 12.1113
31092 | may | 6.2549 | 3.2073 | 3.0476 | 11.7448
31093 | jun | 6.7733 | 3.3863 | 3.3871 | 13.5118
31094 | jun | 6.4565 | 3.4144 | 3.0421 | 8.9998
31096 | jun | 6.5199 | 3.6359 | 2.884 | 10.7311
31097 | jun | 6.65 | 3.568 | 3.082 | 7.8742
31098 | jun | 6.7714 | 3.3774 | 3.394 | 14.0011
31201 | jun | 6.7254 | 3.3496 | 3.3759 | 12.463
31204 | jun | 6.7162 | 3.3582 | 3.358 | 12.0763
31206 | jun | 6.7473 | 3.3546 | 3.3927 | 12.7152
31210 | jun | 6.6901 | 3.3653 | 3.3248 | 11.4156
31211 | jun | 6.6712 | 3.357 | 3.3142 | 11.3687
31216 | jun | 6.7687 | 3.365 | 3.4037 | 13.113
31217 | jun | 6.6985 | 3.3586 | 3.3399 | 12.173
31220 | jun | 6.7003 | 3.3977 | 3.3025 | 11.1426
31301 | apr | 5.5232 | 2.5772 | 2.946 | 9.7747
31302 | apr | 5.5723 | 2.7092 | 2.8631 | 9.986
31303 | apr | 5.5226 | 2.8018 | 2.7207 | 9.2842
31304 | apr | 5.5322 | 2.2897 | 3.2425 | 8.9144
31305 | apr | 5.5516 | 2.3253 | 3.2263 | 8.5679
31308 | apr | 5.5555 | 2.7436 | 2.812 | 10.1504
31309 | apr | 5.5635 | 2.5786 | 2.9849 | 10.0074
31312 | apr | 5.5624 | 2.7851 | 2.7773 | 9.7351
31313 | apr | 5.5457 | 2.6211 | 2.9246 | 10.0404
31314 | apr | 5.5578 | 2.6921 | 2.8657 | 10.4413
31315 | apr | 5.562 | 2.6446 | 2.9174 | 10.134
31316 | apr | 5.5347 | 2.6058 | 2.9289 | 10.051
31319 | apr | 5.548 | 2.2909 | 3.2571 | 8.6906
31320 | apr | 5.525 | 2.4477 | 3.0773 | 9.5282
31321 | apr | 5.5134 | 2.7616 | 2.7518 | 10.5301
31322 | apr | 5.5585 | 2.6704 | 2.8881 | 9.9193
31323 | apr | 5.522 | 2.4796 | 3.0424 | 9.4816
31324 | apr | 5.545 | 2.4817 | 3.0633 | 9.7019
31326 | apr | 5.553 | 2.7646 | 2.7884 | 9.1555
31328 | apr | 5.5126 | 2.4652 | 3.0474 | 8.6162
31329 | apr | 5.5375 | 2.7996 | 2.7379 | 9.359
31331 | apr | 5.5446 | 2.4002 | 3.1444 | 9.0709
31401 | apr | 5.554 | 2.5384 | 3.0156 | 9.5162
31404 | apr | 5.549 | 2.5035 | 3.0455 | 9.3672
31405 | apr | 5.5554 | 2.573 | 2.9824 | 9.7476
31406 | apr | 5.5557 | 2.4633 | 3.0923 | 9.4831
31407 | apr | 5.5569 | 2.6954 | 2.8615 | 9.4483
31408 | apr | 5.5557 | 2.6428 | 2.9129 | 9.679
31409 | apr | 5.5562 | 2.5317 | 3.0245 | 9.6651
31410 | apr | 5.5344 | 2.4392 | 3.0952 | 9.0052
31411 | apr | 5.5522 | 2.4054 | 3.1468 | 9.3275
31415 | apr | 5.5539 | 2.5714 | 2.9825 | 9.6174
31419 | apr | 5.5476 | 2.4844 | 3.0632 | 9.6813
31501 | may | 6.2433 | 3.2976 | 2.9457 | 9.2673
31503 | may | 6.2451 | 3.2901 | 2.9549 | 8.9927
31510 | may | 6.2024 | 3.252 | 2.9504 | 10.2518
31512 | may | 6.2525 | 3.2139 | 3.0386 | 10.6684
31513 | may | 6.1693 | 3.2192 | 2.9502 | 10.9301
31516 | may | 6.2434 | 3.2865 | 2.957 | 9.4173
31518 | may | 6.2076 | 3.2665 | 2.941 | 9.9644
31519 | may | 6.2251 | 3.1782 | 3.047 | 11.0202
31520 | apr | 5.5044 | 2.3084 | 3.196 | 8.1177
31522 | apr | 5.4891 | 2.2303 | 3.2588 | 8.0117
31523 | apr | 5.5288 | 2.4473 | 3.0814 | 8.1609
31525 | apr | 5.5324 | 2.3525 | 3.1799 | 8.2361
31527 | apr | 5.4866 | 2.2538 | 3.2327 | 8.3233
31532 | may | 6.1988 | 3.1958 | 3.0031 | 10.8216
31533 | may | 6.2393 | 3.2177 | 3.0216 | 10.5217
31535 | may | 6.2623 | 3.2196 | 3.0427 | 10.3962
31537 | may | 6.21 | 3.2346 | 2.9754 | 7.7393
31539 | may | 6.1978 | 3.1836 | 3.0143 | 11.1616
31542 | apr | 5.5408 | 2.5862 | 2.9546 | 8.5586
31543 | apr | 5.5097 | 2.5334 | 2.9763 | 8.8424
31544 | may | 6.2523 | 3.1214 | 3.1309 | 11.6247
31545 | may | 6.1998 | 3.2759 | 2.9239 | 10.0365
31546 | apr | 5.519 | 2.5544 | 2.9646 | 9.2405
31547 | may | 6.1396 | 2.8912 | 3.2484 | 8.0132
31548 | may | 6.1822 | 3.001 | 3.1812 | 7.7811
31549 | may | 6.2421 | 3.1237 | 3.1184 | 11.6742
31550 | may | 6.2647 | 3.2931 | 2.9716 | 7.8602
31551 | may | 6.2126 | 3.2716 | 2.9411 | 9.904
31552 | may | 6.265 | 3.2575 | 3.0075 | 9.7374
31553 | apr | 5.5357 | 2.5558 | 2.9799 | 8.4541
31554 | may | 6.234 | 3.24 | 2.9939 | 10.2038
31555 | may | 6.1877 | 3.2506 | 2.9371 | 10.5668
31557 | may | 6.2301 | 3.2648 | 2.9653 | 9.4441
31558 | may | 6.1303 | 2.8875 | 3.2428 | 8.0813
31560 | may | 6.2171 | 3.2673 | 2.9497 | 9.6958
31561 | apr | 5.489 | 2.2283 | 3.2607 | 7.974
31562 | apr | 5.5942 | 2.5687 | 3.0255 | 7.2006
31563 | may | 6.181 | 3.2387 | 2.9423 | 10.7373
31565 | may | 6.1381 | 3.0452 | 3.0929 | 7.9433
31566 | apr | 5.5219 | 2.5296 | 2.9924 | 8.3459
31567 | may | 6.2109 | 3.2183 | 2.9926 | 10.5789
31568 | may | 6.1714 | 3.108 | 3.0634 | 7.8692
31569 | may | 6.1499 | 2.9912 | 3.1588 | 7.805
31601 | may | 6.389 | 3.0577 | 3.3313 | 7.941
31602 | may | 6.3621 | 3.1 | 3.2621 | 8.1096
31605 | may | 6.333 | 3.1478 | 3.1852 | 8.5292
31606 | may | 6.3677 | 3.1296 | 3.2382 | 8.2082
31620 | may | 6.2966 | 3.22 | 3.0766 | 8.9417
31622 | may | 6.2698 | 3.2566 | 3.0132 | 10.2155
31623 | may | 6.2903 | 3.2718 | 3.0186 | 9.0357
31624 | may | 6.2714 | 3.2432 | 3.0282 | 9.8543
31625 | may | 6.3258 | 3.1892 | 3.1365 | 8.0587
31626 | may | 6.3334 | 3.3417 | 2.9917 | 5.7784
31629 | may | 6.3483 | 3.2229 | 3.1254 | 6.4006
31630 | may | 6.3296 | 3.2346 | 3.095 | 8.5754
31631 | may | 6.2732 | 3.2954 | 2.9778 | 7.8593
31632 | may | 6.3323 | 3.1459 | 3.1865 | 8.4548
31634 | may | 6.2947 | 3.2565 | 3.0382 | 9.0105
31635 | may | 6.3296 | 3.1867 | 3.1429 | 9.1249
31636 | may | 6.3686 | 3.1472 | 3.2214 | 8.1041
31637 | may | 6.2643 | 3.3057 | 2.9586 | 9.5484
31638 | may | 6.3474 | 3.1386 | 3.2088 | 7.6411
31639 | may | 6.2954 | 3.2279 | 3.0675 | 9.7454
31641 | may | 6.356 | 3.1738 | 3.1822 | 8.4888
31642 | may | 6.2815 | 3.2313 | 3.0502 | 9.8871
31643 | may | 6.3652 | 3.1075 | 3.2576 | 7.1327
31645 | may | 6.3077 | 3.1871 | 3.1206 | 9.0964
31647 | may | 6.2754 | 3.2735 | 3.0019 | 9.2483
31648 | may | 6.3059 | 3.2573 | 3.0486 | 7.703
31649 | may | 6.333 | 3.2064 | 3.1267 | 9.0399
31650 | may | 6.2799 | 3.2238 | 3.056 | 10.2104
31698 | may | 6.3522 | 3.1162 | 3.236 | 8.23
31699 | may | 6.3301 | 3.1629 | 3.1672 | 8.6985
31701 | may | 6.2371 | 3.5653 | 2.6719 | 8.6141
31704 | may | 6.2431 | 3.5653 | 2.6777 | 8.9967
31705 | may | 6.2391 | 3.576 | 2.6631 | 8.5277
31707 | may | 6.2307 | 3.569 | 2.6617 | 8.2941
31709 | jun | 6.7064 | 3.8497 | 2.8567 | 10.265
31711 | jun | 6.732 | 3.7543 | 2.9777 | 10.5223
31712 | may | 6.2758 | 3.311 | 2.9648 | 11.0236
31714 | may | 6.2765 | 3.3643 | 2.9122 | 10.7215
31716 | may | 6.2376 | 3.6303 | 2.6073 | 7.0343
31719 | jun | 6.6922 | 3.8652 | 2.8271 | 9.4155
31721 | may | 6.2244 | 3.6005 | 2.6239 | 7.4094
31730 | may | 6.2651 | 3.6614 | 2.6038 | 5.9951
31733 | may | 6.2338 | 3.3435 | 2.8903 | 10.9151
31735 | may | 6.2744 | 3.3159 | 2.9585 | 11.2793
31738 | may | 6.2944 | 3.4698 | 2.8246 | 6.7434
31743 | may | 6.2782 | 3.3597 | 2.9185 | 10.9489
31744 | may | 6.2256 | 3.5833 | 2.6423 | 7.4229
31749 | may | 6.2605 | 3.3036 | 2.957 | 9.9989
31750 | may | 6.2658 | 3.1828 | 3.083 | 11.3893
31756 | may | 6.2516 | 3.579 | 2.6726 | 6.6938
31757 | may | 6.3102 | 3.4607 | 2.8495 | 5.8782
31760 | may | 6.2435 | 3.3007 | 2.9429 | 11.0797
31763 | may | 6.2731 | 3.4889 | 2.7841 | 9.6485
31764 | may | 6.2548 | 3.376 | 2.8787 | 10.5951
31765 | may | 6.2595 | 3.6097 | 2.6498 | 5.8804
31768 | may | 6.2536 | 3.4991 | 2.7545 | 7.5284
31771 | may | 6.2613 | 3.3745 | 2.8868 | 8.8267
31772 | may | 6.2882 | 3.4439 | 2.8442 | 10.3392
31773 | may | 6.2737 | 3.6049 | 2.6688 | 5.2696
31774 | may | 6.2273 | 3.2792 | 2.9481 | 10.6061
31775 | may | 6.2529 | 3.3741 | 2.8788 | 9.5378
31778 | may | 6.3175 | 3.2965 | 3.021 | 7.1582
31779 | may | 6.2584 | 3.6725 | 2.5859 | 5.3826
31780 | jun | 6.6764 | 3.9082 | 2.7682 | 9.033
31781 | may | 6.2678 | 3.4758 | 2.7919 | 9.6738
31783 | may | 6.2693 | 3.255 | 3.0143 | 11.2682
31784 | may | 6.2553 | 3.629 | 2.6264 | 6.496
31787 | may | 6.2494 | 3.4554 | 2.794 | 9.7318
31788 | may | 6.2884 | 3.3468 | 2.9416 | 8.1088
31789 | may | 6.252 | 3.4489 | 2.8031 | 9.6692
31790 | may | 6.2555 | 3.3375 | 2.918 | 11.0027
31791 | may | 6.258 | 3.518 | 2.74 | 9.1636
31792 | may | 6.3022 | 3.605 | 2.6972 | 3.7691
31793 | may | 6.2443 | 3.3771 | 2.8672 | 10.321
31794 | may | 6.2454 | 3.3482 | 2.8973 | 10.3086
31795 | may | 6.2425 | 3.4194 | 2.8231 | 9.9268
31796 | may | 6.2878 | 3.3951 | 2.8928 | 10.7054
31798 | may | 6.2526 | 3.2063 | 3.0463 | 10.9048
31801 | jun | 6.707 | 3.679 | 3.0281 | 7.4188
31803 | jun | 6.6978 | 3.7592 | 2.9386 | 8.2093
31804 | jun | 6.7034 | 3.5867 | 3.1168 | 5.5664
31805 | jun | 6.7087 | 3.6442 | 3.0645 | 9.2452
31806 | jun | 6.7119 | 3.7692 | 2.9427 | 9.1582
31807 | jun | 6.7045 | 3.6235 | 3.081 | 5.9297
31808 | jun | 6.7054 | 3.5111 | 3.1943 | 5.9341
31811 | jun | 6.6423 | 3.5201 | 3.1222 | 4.6141
31812 | jun | 6.6667 | 3.7072 | 2.9595 | 7.0672
31815 | jun | 6.6875 | 3.8129 | 2.8746 | 8.6091
31816 | jun | 6.5972 | 3.6809 | 2.9163 | 4.3769
31820 | jun | 6.7479 | 3.6103 | 3.1376 | 6.8889
31821 | jun | 6.7232 | 3.6625 | 3.0607 | 9.6725
31822 | jun | 6.5906 | 3.5035 | 3.0871 | 3.7999
31823 | jun | 6.6178 | 3.6058 | 3.0119 | 4.0332
31824 | jun | 6.6895 | 3.8601 | 2.8294 | 8.575
31825 | jun | 6.6954 | 3.821 | 2.8744 | 8.4949
31826 | jun | 6.6199 | 3.6616 | 2.9583 | 4.2632
31827 | jun | 6.672 | 3.6804 | 2.9916 | 6.5995
31829 | jun | 6.7334 | 3.6326 | 3.1008 | 7.3021
31830 | jun | 6.573 | 3.6285 | 2.9445 | 3.538
31831 | jun | 6.6867 | 3.6475 | 3.0392 | 5.7528
31832 | jun | 6.6651 | 3.946 | 2.719 | 8.3598
31833 | jun | 6.5708 | 3.3429 | 3.2279 | 4.0818
31836 | jun | 6.6303 | 3.6893 | 2.941 | 5.2006
31901 | jun | 6.7637 | 3.4933 | 3.2703 | 8.9202
31903 | jun | 6.7836 | 3.4783 | 3.3053 | 9.8637
31904 | jun | 6.7435 | 3.5231 | 3.2204 | 7.1963
31905 | jun | 6.7475 | 3.568 | 3.1795 | 9.4826
31906 | jun | 6.7807 | 3.5048 | 3.2759 | 8.9449
31907 | jun | 6.7646 | 3.5701 | 3.1944 | 8.4994
31909 | jun | 6.7711 | 3.5683 | 3.2029 | 7.3421
32003 | apr | 5.6874 | 2.1863 | 3.5011 | 10.6757
32008 | apr | 5.7036 | 2.3737 | 3.3299 | 6.4672
32009 | may | 6.2977 | 3.18 | 3.1177 | 7.4747
32011 | may | 6.2101 | 3.0291 | 3.181 | 7.8167
32013 | may | 6.4122 | 3.118 | 3.2942 | 6.5089
32024 | apr | 5.6786 | 2.4829 | 3.1957 | 6.1998
32025 | apr | 5.6687 | 2.5044 | 3.1643 | 6.0708
32033 | apr | 5.79 | 2.0101 | 3.7799 | 10.0336
32034 | may | 6.1117 | 2.7165 | 3.3952 | 9.412
32038 | apr | 5.7063 | 2.3545 | 3.3519 | 6.566
32040 | apr | 5.6749 | 2.4852 | 3.1897 | 6.8386
32043 | apr | 5.7652 | 2.1563 | 3.6089 | 9.4594
32044 | apr | 5.7332 | 2.2017 | 3.5315 | 7.6117
32046 | may | 6.219 | 3.1062 | 3.1128 | 7.6155
32052 | may | 6.3309 | 3.2528 | 3.0781 | 7.2761
32053 | may | 6.3766 | 3.107 | 3.2696 | 7.9261
32054 | apr | 5.7017 | 2.3804 | 3.3213 | 6.6426
32055 | apr | 5.6187 | 2.655 | 2.9638 | 6.4357
32058 | apr | 5.7134 | 2.3668 | 3.3466 | 7.3878
32059 | may | 6.4113 | 3.0811 | 3.3302 | 7.5182
32060 | may | 6.3763 | 3.2116 | 3.1647 | 6.855
32061 | apr | 5.6826 | 2.457 | 3.2256 | 6.1652
32062 | apr | 5.6912 | 2.5529 | 3.1384 | 6.4796
32063 | apr | 5.6816 | 2.4885 | 3.1931 | 7.1376
32064 | may | 6.3579 | 3.254 | 3.1039 | 6.7095
32065 | apr | 5.6703 | 2.2857 | 3.3845 | 9.5928
32066 | may | 6.4121 | 3.1425 | 3.2696 | 6.1705
32068 | apr | 5.6844 | 2.3017 | 3.3827 | 8.8116
32071 | apr | 5.699 | 2.481 | 3.218 | 6.4093
32073 | apr | 5.6639 | 2.2546 | 3.4094 | 10.1549
32080 | apr | 5.7729 | 1.9666 | 3.8064 | 11.6332
32081 | apr | 5.7091 | 1.9596 | 3.7495 | 12.9287
32082 | apr | 5.7022 | 1.9446 | 3.7577 | 13.3656
32083 | apr | 5.7019 | 2.391 | 3.3109 | 7.0818
32084 | apr | 5.7666 | 1.9683 | 3.7983 | 11.3692
32086 | apr | 5.7806 | 1.9934 | 3.7872 | 11.1012
32087 | apr | 5.6283 | 2.5882 | 3.0401 | 6.5071
32091 | apr | 5.7283 | 2.2652 | 3.463 | 7.7358
32092 | apr | 5.7593 | 2.0184 | 3.7409 | 10.8646
32094 | apr | 5.6648 | 2.5934 | 3.0715 | 6.1757
32095 | apr | 5.7352 | 1.9753 | 3.7599 | 11.9861
32096 | apr | 5.637 | 2.6815 | 2.9555 | 6.4967
32097 | may | 6.1431 | 2.8694 | 3.2738 | 8.3261
32102 | apr | 5.8385 | 2.2065 | 3.6321 | 10.9294
32110 | apr | 5.7965 | 2.1446 | 3.6519 | 10.8441
32112 | apr | 5.8221 | 2.213 | 3.6091 | 9.5981
32113 | apr | 5.8076 | 2.1591 | 3.6485 | 8.8795
32114 | apr | 5.7584 | 2.0456 | 3.7128 | 13.9068
32117 | apr | 5.7582 | 2.0434 | 3.7149 | 13.9203
32118 | apr | 5.7584 | 2.0481 | 3.7103 | 13.8265
32119 | apr | 5.7601 | 2.0708 | 3.6893 | 13.7414
32124 | apr | 5.7766 | 2.0882 | 3.6884 | 13.3936
32127 | apr | 5.7608 | 2.0772 | 3.6836 | 13.4747
32128 | apr | 5.765 | 2.0834 | 3.6816 | 13.6226
32129 | apr | 5.7609 | 2.0822 | 3.6787 | 13.6518
32130 | apr | 5.8015 | 2.1487 | 3.6528 | 12.2286
32131 | apr | 5.8149 | 2.0894 | 3.7255 | 8.9545
32132 | apr | 5.8362 | 2.1377 | 3.6985 | 12.6886
32134 | apr | 5.826 | 2.2102 | 3.6158 | 9.3689
32136 | apr | 5.7537 | 2.043 | 3.7108 | 12.8779
32137 | apr | 5.7892 | 2.0662 | 3.723 | 10.9552
32139 | apr | 5.8273 | 2.2326 | 3.5947 | 9.735
32140 | apr | 5.7864 | 2.1584 | 3.628 | 8.4085
32141 | apr | 5.8607 | 2.1615 | 3.6992 | 12.4019
32145 | apr | 5.7994 | 2.0511 | 3.7483 | 9.8753
32148 | apr | 5.8056 | 2.1598 | 3.6459 | 8.6921
32159 | apr | 5.9017 | 2.1459 | 3.7557 | 10.4143
32162 | apr | 5.907 | 2.1416 | 3.7654 | 10.0137
32164 | apr | 5.7762 | 2.0848 | 3.6914 | 11.6139
32168 | apr | 5.8327 | 2.1078 | 3.7249 | 13.2335
32169 | apr | 5.7901 | 2.1 | 3.69 | 13.086
32174 | apr | 5.7743 | 2.0837 | 3.6907 | 12.9326
32176 | apr | 5.7557 | 2.0404 | 3.7153 | 13.5364
32177 | apr | 5.8108 | 2.127 | 3.6838 | 8.8048
32179 | apr | 5.8666 | 2.2021 | 3.6645 | 9.8973
32180 | apr | 5.8091 | 2.1908 | 3.6183 | 11.3201
32181 | apr | 5.8229 | 2.1842 | 3.6387 | 9.2009
32187 | apr | 5.8185 | 2.144 | 3.6745 | 9.1229
32189 | apr | 5.8199 | 2.1633 | 3.6567 | 9.0158
32190 | apr | 5.8152 | 2.2126 | 3.6025 | 10.4762
32193 | apr | 5.8221 | 2.1956 | 3.6264 | 9.2265
32195 | apr | 5.8879 | 2.1674 | 3.7206 | 10.2659
32202 | may | 6.1954 | 2.7792 | 3.4162 | 10.9036
32204 | may | 6.2058 | 2.838 | 3.3679 | 10.3736
32205 | may | 6.2264 | 2.9197 | 3.3067 | 9.7854
32206 | may | 6.1867 | 2.7568 | 3.4299 | 10.7982
32207 | may | 6.2002 | 2.7686 | 3.4316 | 11.4559
32208 | may | 6.1793 | 2.8076 | 3.3717 | 9.811
32209 | may | 6.1941 | 2.8438 | 3.3503 | 9.8648
32210 | apr | 5.6291 | 2.3206 | 3.3085 | 9.6469
32211 | may | 6.1791 | 2.6639 | 3.5153 | 11.9324
32212 | apr | 5.6404 | 2.2181 | 3.4223 | 10.9266
32214 | apr | 5.642 | 2.2198 | 3.4223 | 10.882
32215 | apr | 5.6571 | 2.3842 | 3.273 | 8.4744
32216 | may | 6.1886 | 2.6965 | 3.4921 | 12.3256
32217 | apr | 5.6241 | 2.1476 | 3.4764 | 11.979
32218 | may | 6.1504 | 2.8051 | 3.3453 | 9.2987
32219 | may | 6.222 | 2.9973 | 3.2247 | 8.2687
32220 | may | 6.2934 | 3.104 | 3.1894 | 8.1915
32221 | apr | 5.6383 | 2.4062 | 3.2321 | 8.4245
32222 | apr | 5.6521 | 2.3551 | 3.297 | 9.0224
32223 | apr | 5.6581 | 2.1316 | 3.5265 | 11.645
32224 | may | 6.1947 | 2.52 | 3.6747 | 13.6592
32225 | may | 6.1732 | 2.484 | 3.6892 | 13.2624
32226 | may | 6.1403 | 2.527 | 3.6133 | 11.8575
32227 | may | 6.1517 | 2.2574 | 3.8942 | 14.7374
32233 | may | 6.1669 | 2.324 | 3.843 | 14.5012
32234 | apr | 5.6722 | 2.4311 | 3.2411 | 7.6868
32244 | apr | 5.6478 | 2.289 | 3.3589 | 9.965
32246 | may | 6.1867 | 2.58 | 3.6067 | 13.0598
32250 | apr | 5.6786 | 1.9323 | 3.7463 | 14.1067
32254 | may | 6.2127 | 2.9192 | 3.2935 | 9.3852
32256 | apr | 5.6654 | 2.0167 | 3.6488 | 13.0197
32257 | apr | 5.6405 | 2.1123 | 3.5283 | 12.137
32258 | apr | 5.6674 | 2.0512 | 3.6162 | 12.4233
32259 | apr | 5.692 | 2.0657 | 3.6262 | 11.8075
32266 | may | 6.2018 | 2.4536 | 3.7483 | 14.1747
32277 | may | 6.1741 | 2.6589 | 3.5151 | 11.553
32301 | may | 6.2927 | 3.9057 | 2.387 | -1.9397
32303 | may | 6.284 | 3.9343 | 2.3497 | -1.231
32304 | may | 6.2884 | 3.9681 | 2.3203 | -2.2113
32305 | may | 6.3154 | 3.8271 | 2.4883 | -1.8722
32306 | may | 6.2904 | 3.9389 | 2.3515 | -2.1112
32308 | may | 6.2918 | 3.8536 | 2.4382 | -0.92438
32309 | may | 6.3014 | 3.6881 | 2.6133 | 1.4801
32310 | may | 6.2892 | 3.882 | 2.4072 | -1.7635
32311 | may | 6.3164 | 3.7309 | 2.5855 | -0.59921
32312 | may | 6.2788 | 3.8288 | 2.45 | 0.49565
32317 | may | 6.3054 | 3.7094 | 2.5961 | 0.33742
32320 | may | 6.3272 | 2.1684 | 4.1589 | 6.248
32321 | may | 6.2756 | 3.3911 | 2.8845 | 3.0036
32322 | may | 6.3324 | 2.998 | 3.3343 | 2.3394
32324 | may | 6.2395 | 3.7789 | 2.4606 | 2.3533
32327 | may | 6.3434 | 3.6339 | 2.7095 | -0.98156
32328 | may | 6.3298 | 2.6776 | 3.6522 | 4.2654
32331 | may | 6.3831 | 3.1451 | 3.238 | 5.7303
32332 | may | 6.2424 | 3.8471 | 2.3953 | 1.1543
32333 | may | 6.2639 | 3.9119 | 2.352 | -0.10471
32334 | may | 6.2952 | 3.427 | 2.8682 | 1.6843
32336 | may | 6.367 | 3.4057 | 2.9613 | 2.2228
32340 | may | 6.4051 | 3.0422 | 3.3629 | 7.3549
32343 | may | 6.2786 | 3.9644 | 2.3142 | -1.5541
32344 | may | 6.3338 | 3.4211 | 2.9127 | 3.5058
32346 | may | 6.3511 | 3.2472 | 3.1039 | 0.88574
32347 | may | 6.4076 | 3.1986 | 3.209 | 4.2868
32348 | may | 6.4323 | 3.0997 | 3.3326 | 5.1066
32350 | may | 6.401 | 3.0028 | 3.3982 | 8.1684
32351 | may | 6.2558 | 3.8585 | 2.3973 | 0.32403
32352 | may | 6.2421 | 3.8505 | 2.3916 | 1.1785
32355 | may | 6.3574 | 3.5715 | 2.7859 | -0.53186
32356 | may | 6.432 | 3.0684 | 3.3636 | 5.5459
32358 | may | 6.3221 | 3.5104 | 2.8117 | -0.17953
32359 | may | 6.4464 | 3.0103 | 3.4361 | 5.855
32399 | may | 6.2908 | 3.9241 | 2.3667 | -1.9832
32401 | may | 6.2811 | 2.2666 | 4.0146 | 6.0605
32403 | may | 6.2962 | 2.1661 | 4.1301 | 6.7065
32404 | may | 6.2764 | 2.5474 | 3.7289 | 5.3792
32405 | may | 6.2672 | 2.5164 | 3.7508 | 4.8558
32407 | may | 6.2791 | 2.4953 | 3.7838 | 4.485
32408 | may | 6.2798 | 2.4903 | 3.7895 | 4.5823
32409 | may | 6.2464 | 2.7555 | 3.4909 | 3.5426
32413 | may | 6.2594 | 2.6401 | 3.6193 | 3.3241
32420 | may | 6.2005 | 3.4467 | 2.7538 | 2.5519
32421 | may | 6.2354 | 3.5704 | 2.665 | 2.8162
32423 | may | 6.2122 | 3.6448 | 2.5674 | 4.1517
32424 | may | 6.258 | 3.5908 | 2.6673 | 2.9919
32425 | may | 6.1597 | 3.3782 | 2.7816 | 1.6878
32426 | may | 6.17 | 3.4658 | 2.7042 | 3.7908
32427 | may | 6.1947 | 3.3526 | 2.8421 | 0.76469
32428 | may | 6.2065 | 3.2445 | 2.962 | 2.4799
32430 | may | 6.2481 | 3.3616 | 2.8865 | 3.3051
32431 | may | 6.1878 | 3.4465 | 2.7413 | 3.0253
32433 | may | 6.1165 | 3.7009 | 2.4156 | -2.4924
32435 | may | 6.1746 | 3.3728 | 2.8018 | -1.2705
32437 | may | 6.2259 | 2.9044 | 3.3215 | 2.0164
32438 | may | 6.2215 | 3.2726 | 2.9489 | 2.7602
32439 | may | 6.2183 | 3.0671 | 3.1512 | 0.49554
32440 | may | 6.1578 | 3.3902 | 2.7677 | 3.0864
32442 | may | 6.2413 | 3.7201 | 2.5212 | 3.1534
32443 | may | 6.2142 | 3.6234 | 2.5908 | 3.8732
32444 | may | 6.2627 | 2.5269 | 3.7358 | 4.9434
32445 | may | 6.2145 | 3.5733 | 2.6412 | 4.1925
32446 | may | 6.2103 | 3.5643 | 2.646 | 3.6832
32448 | may | 6.2258 | 3.6035 | 2.6224 | 3.0057
32449 | may | 6.2678 | 3.061 | 3.2067 | 4.1689
32455 | may | 6.1921 | 3.3778 | 2.8143 | -0.53866
32456 | may | 6.331 | 2.2108 | 4.1202 | 6.3649
32459 | may | 6.2192 | 2.8096 | 3.4096 | 1.8753
32460 | may | 6.2355 | 3.705 | 2.5304 | 3.6079
32462 | may | 6.2148 | 3.1294 | 3.0855 | 1.4894
32464 | may | 6.1414 | 3.5457 | 2.5957 | -0.43001
32465 | may | 6.3086 | 2.5873 | 3.7213 | 5.4292
32466 | may | 6.2457 | 2.9508 | 3.2949 | 3.7003
32501 | may | 6.0798 | 3.4381 | 2.6418 | 0.62146
32502 | may | 6.0798 | 3.4243 | 2.6555 | 0.76925
32503 | may | 6.0724 | 3.5113 | 2.5611 | 0.19402
32504 | may | 6.0683 | 3.5519 | 2.5164 | -0.094476
32505 | may | 6.0656 | 3.5378 | 2.5279 | 0.20984
32506 | may | 6.0252 | 3.5343 | 2.4909 | 0.53167
32507 | may | 6.0457 | 3.4911 | 2.5546 | 0.64095
32508 | may | 6.0689 | 3.4491 | 2.6198 | 0.73724
32511 | may | 6.0792 | 3.4284 | 2.6507 | 0.7773
32514 | may | 6.0516 | 3.7003 | 2.3512 | -0.78016
32526 | may | 6.0448 | 3.7201 | 2.3247 | -0.58712
32531 | may | 6.0182 | 3.7527 | 2.2655 | -2.2684
32533 | may | 6.0401 | 3.9438 | 2.0963 | -1.9568
32534 | may | 6.0484 | 3.7498 | 2.2985 | -0.91177
32535 | oct | 3.9507 | 2.4026 | 1.5481 | -4.8282
32536 | may | 6.0718 | 3.4557 | 2.6161 | -1.1169
32539 | may | 6.0939 | 3.4839 | 2.61 | -1.3574
32541 | may | 6.1812 | 2.5954 | 3.5858 | 2.8528
32542 | may | 6.0935 | 3.0844 | 3.009 | 0.33242
32544 | may | 6.0945 | 2.6878 | 3.4067 | 1.4892
32547 | may | 6.0993 | 2.7227 | 3.3766 | 1.5554
32548 | may | 6.1 | 2.6004 | 3.4996 | 2.0282
32550 | may | 6.1958 | 2.6649 | 3.5309 | 2.5814
32561 | may | 6.102 | 3.2704 | 2.8316 | 0.90105
32563 | may | 6.1092 | 3.1987 | 2.9106 | 0.94123
32564 | may | 6.0532 | 3.6053 | 2.4479 | -1.5574
32565 | may | 5.9433 | 4.2539 | 1.6894 | -4.326
32566 | may | 6.1042 | 3.022 | 3.0822 | 0.9372
32567 | may | 6.0533 | 3.7051 | 2.3482 | -2.1065
32568 | may | 5.9339 | 4.3232 | 1.6106 | -4.411
32569 | may | 6.0955 | 2.7073 | 3.3882 | 1.4366
32570 | may | 5.9943 | 4.0006 | 1.9937 | -2.9698
32571 | may | 6.0264 | 3.9699 | 2.0565 | -2.2824
32577 | may | 6.002 | 4.1678 | 1.8342 | -3.2854
32578 | may | 6.1702 | 2.8728 | 3.2974 | 1.3849
32579 | may | 6.1151 | 2.6193 | 3.4958 | 2.1589
32580 | may | 6.145 | 2.8111 | 3.3339 | 1.5101
32583 | may | 6.0466 | 3.5641 | 2.4824 | -0.83176
32601 | apr | 5.7696 | 2.0775 | 3.692 | 8.0793
32603 | apr | 5.7685 | 2.0855 | 3.683 | 7.9781
32605 | apr | 5.7618 | 2.0988 | 3.6631 | 7.8044
32606 | apr | 5.7615 | 2.1232 | 3.6383 | 7.5687
32607 | apr | 5.7696 | 2.1003 | 3.6693 | 7.8086
32608 | apr | 5.7811 | 2.0779 | 3.7032 | 8.0774
32609 | apr | 5.7435 | 2.1199 | 3.6236 | 7.7723
32611 | apr | 5.7703 | 2.0819 | 3.6885 | 8.0238
32615 | apr | 5.7353 | 2.2206 | 3.5147 | 7.0518
32617 | apr | 5.8271 | 2.1832 | 3.6439 | 9.1819
32618 | apr | 5.7834 | 2.0953 | 3.6881 | 7.7631
32619 | apr | 5.7045 | 2.2679 | 3.4365 | 6.605
32621 | apr | 5.8074 | 2.0708 | 3.7366 | 7.5195
32622 | apr | 5.7218 | 2.2428 | 3.4791 | 7.2682
32625 | apr | 5.7589 | 1.9924 | 3.7665 | 7.3679
32626 | apr | 5.751 | 2.0766 | 3.6744 | 7.1279
32628 | apr | 5.6878 | 2.2229 | 3.4649 | 6.3364
32631 | apr | 5.7605 | 2.1317 | 3.6288 | 8.0617
32640 | apr | 5.7828 | 2.1248 | 3.658 | 8.4971
32641 | apr | 5.771 | 2.0742 | 3.6968 | 8.2912
32643 | apr | 5.7289 | 2.2617 | 3.4671 | 6.8296
32648 | apr | 5.6961 | 2.1829 | 3.5132 | 6.2347
32653 | apr | 5.7471 | 2.1422 | 3.6049 | 7.4092
32656 | apr | 5.7615 | 2.1932 | 3.5683 | 8.2419
32666 | apr | 5.7712 | 2.1498 | 3.6214 | 8.2238
32667 | apr | 5.7918 | 2.0828 | 3.709 | 8.3149
32668 | apr | 5.8279 | 2.0701 | 3.7578 | 7.9584
32669 | apr | 5.7704 | 2.1454 | 3.625 | 7.3671
32680 | apr | 5.6936 | 2.2219 | 3.4717 | 6.4012
32686 | apr | 5.8083 | 2.1277 | 3.6806 | 8.3545
32693 | apr | 5.7374 | 2.1843 | 3.5531 | 6.8852
32694 | apr | 5.7482 | 2.1437 | 3.6045 | 7.8856
32696 | apr | 5.7971 | 2.086 | 3.7111 | 7.9082
32701 | apr | 5.9997 | 2.0006 | 3.9991 | 13.8595
32702 | apr | 5.8722 | 2.1849 | 3.6873 | 11.2128
32703 | apr | 6.0167 | 1.9759 | 4.0409 | 13.387
32707 | apr | 5.9907 | 2.0044 | 3.9863 | 13.957
32708 | apr | 5.9793 | 2.0148 | 3.9645 | 14.0301
32709 | apr | 5.9945 | 2.0252 | 3.9693 | 13.0881
32712 | apr | 5.9943 | 2.0354 | 3.9588 | 13.1145
32713 | apr | 5.9436 | 2.0807 | 3.8629 | 13.5126
32714 | apr | 6.0069 | 1.9951 | 4.0118 | 13.7824
32720 | apr | 5.8698 | 2.1294 | 3.7404 | 12.6475
32724 | apr | 5.8122 | 2.117 | 3.6952 | 12.9378
32725 | apr | 5.9247 | 2.0771 | 3.8476 | 13.6387
32726 | apr | 5.9442 | 2.1022 | 3.842 | 11.7934
32730 | apr | 5.9971 | 1.998 | 3.9991 | 13.909
32732 | apr | 5.9296 | 2.1098 | 3.8198 | 13.1447
32735 | apr | 5.9022 | 2.1326 | 3.7696 | 11.3569
32736 | apr | 5.9522 | 2.1092 | 3.843 | 12.5867
32738 | apr | 5.901 | 2.0945 | 3.8065 | 13.4575
32744 | apr | 5.8612 | 2.1024 | 3.7588 | 13.2824
32746 | apr | 5.98 | 2.0408 | 3.9392 | 13.7966
32750 | apr | 5.9899 | 2.0188 | 3.971 | 13.874
32751 | apr | 6.0035 | 1.9861 | 4.0173 | 13.8997
32754 | apr | 5.9337 | 2.2258 | 3.7079 | 11.3876
32757 | apr | 6.0057 | 2.0181 | 3.9876 | 12.6199
32759 | apr | 5.8963 | 2.2143 | 3.6821 | 11.5635
32763 | apr | 5.9095 | 2.0996 | 3.8099 | 13.2737
32764 | apr | 5.8952 | 2.1368 | 3.7584 | 12.8481
32765 | apr | 5.9675 | 2.0367 | 3.9308 | 13.777
32766 | apr | 5.9501 | 2.104 | 3.8461 | 12.8686
32767 | apr | 5.8821 | 2.153 | 3.7291 | 12.051
32771 | apr | 5.9591 | 2.0586 | 3.9005 | 13.7183
32773 | apr | 5.9583 | 2.0399 | 3.9184 | 13.998
32776 | apr | 5.9756 | 2.0738 | 3.9018 | 12.9294
32778 | apr | 5.9908 | 2.0592 | 3.9316 | 11.935
32779 | apr | 5.9991 | 2.0249 | 3.9741 | 13.6698
32780 | apr | 5.9658 | 2.1529 | 3.8129 | 11.5271
32784 | apr | 5.8976 | 2.1568 | 3.7408 | 11.2208
32789 | apr | 6.0069 | 1.9738 | 4.0331 | 13.9369
32792 | apr | 5.9981 | 1.9892 | 4.009 | 13.9611
32796 | apr | 5.9566 | 2.2283 | 3.7283 | 10.9159
32798 | apr | 5.9963 | 2.0261 | 3.9702 | 12.753
32801 | apr | 6.0277 | 1.8809 | 4.1469 | 14.389
32803 | apr | 6.0206 | 1.9155 | 4.1051 | 14.2373
32804 | apr | 6.0167 | 1.942 | 4.0747 | 14.0249
32805 | apr | 6.0335 | 1.8474 | 4.1861 | 14.527
32806 | apr | 6.0405 | 1.8198 | 4.2207 | 14.7477
32807 | apr | 6.0198 | 1.9176 | 4.1022 | 14.2881
32808 | apr | 6.0234 | 1.9313 | 4.0921 | 13.961
32809 | apr | 6.0592 | 1.7125 | 4.3467 | 15.3093
32810 | apr | 6.0142 | 1.9698 | 4.0444 | 13.8106
32811 | apr | 6.0416 | 1.8244 | 4.2172 | 14.5568
32812 | apr | 6.056 | 1.7619 | 4.2941 | 15.1072
32814 | apr | 6.0142 | 1.9417 | 4.0724 | 14.1137
32815 | apr | 5.9436 | 2.0785 | 3.8651 | 11.8003
32817 | apr | 5.9953 | 1.9949 | 4.0004 | 13.9241
32818 | apr | 6.0302 | 1.9273 | 4.1028 | 13.813
32819 | apr | 6.0638 | 1.7202 | 4.3436 | 15.0684
32820 | apr | 5.9693 | 2.0531 | 3.9162 | 13.1742
32821 | apr | 6.0838 | 1.6475 | 4.4363 | 15.5374
32822 | apr | 6.0565 | 1.7788 | 4.2777 | 15.0633
32824 | apr | 6.0875 | 1.6101 | 4.4774 | 15.9807
32825 | apr | 6.0281 | 1.8866 | 4.1415 | 14.4758
32826 | apr | 5.9823 | 2.0209 | 3.9614 | 13.6331
32827 | apr | 6.0957 | 1.6242 | 4.4714 | 15.9456
32828 | apr | 6.0092 | 1.9358 | 4.0734 | 14.0615
32829 | apr | 6.0607 | 1.7748 | 4.2859 | 15.0801
32830 | apr | 6.094 | 1.7082 | 4.3857 | 14.9706
32831 | apr | 6.0322 | 1.8601 | 4.172 | 14.4544
32832 | apr | 6.0723 | 1.7253 | 4.347 | 15.3481
32833 | apr | 6.0108 | 1.9345 | 4.0763 | 13.8937
32835 | apr | 6.0466 | 1.835 | 4.2116 | 14.3681
32836 | apr | 6.0779 | 1.6951 | 4.3829 | 15.1237
32837 | apr | 6.0816 | 1.6179 | 4.4637 | 15.8236
32839 | apr | 6.0483 | 1.7637 | 4.2846 | 14.9872
32901 | apr | 6.1123 | 1.723 | 4.3893 | 18.5163
32903 | apr | 6.1098 | 1.7222 | 4.3876 | 18.6266
32904 | apr | 6.1138 | 1.7279 | 4.3858 | 17.7429
32905 | apr | 6.1202 | 1.7232 | 4.397 | 18.4573
32907 | apr | 6.127 | 1.7218 | 4.4052 | 18.12
32908 | apr | 6.1444 | 1.7152 | 4.4292 | 18.0726
32909 | apr | 6.1506 | 1.7176 | 4.4329 | 18.192
32920 | apr | 6.0056 | 1.6892 | 4.3164 | 15.9836
32922 | apr | 6.003 | 1.8997 | 4.1033 | 14.3669
32925 | apr | 5.9888 | 1.7594 | 4.2295 | 14.922
32926 | apr | 6.007 | 1.9314 | 4.0756 | 14.0808
32927 | apr | 5.9828 | 2.0265 | 3.9562 | 12.8639
32931 | apr | 6.0065 | 1.68 | 4.3265 | 16.0761
32934 | apr | 6.0985 | 1.7505 | 4.3481 | 17.472
32935 | apr | 6.1088 | 1.725 | 4.3838 | 18.496
32937 | apr | 6.1098 | 1.7222 | 4.3876 | 18.6266
32940 | apr | 6.081 | 1.7794 | 4.3015 | 16.8538
32948 | apr | 6.1766 | 1.7176 | 4.459 | 17.9727
32949 | apr | 6.1426 | 1.7262 | 4.4164 | 18.3626
32950 | apr | 6.1358 | 1.725 | 4.4108 | 18.4065
32951 | apr | 6.1246 | 1.7241 | 4.4005 | 18.5097
32952 | apr | 6.0193 | 1.839 | 4.1802 | 15.1709
32953 | apr | 5.9849 | 1.9043 | 4.0806 | 13.8986
32955 | apr | 6.0596 | 1.8126 | 4.247 | 16.096
32958 | apr | 6.1649 | 1.7501 | 4.4148 | 17.8834
32960 | apr | 6.2066 | 1.6938 | 4.5128 | 17.7302
32962 | apr | 6.2116 | 1.6862 | 4.5254 | 17.7146
32963 | apr | 6.1774 | 1.7376 | 4.4398 | 17.8053
32966 | apr | 6.2102 | 1.6877 | 4.5225 | 17.7633
32967 | apr | 6.1751 | 1.7356 | 4.4395 | 17.8706
32968 | apr | 6.216 | 1.6854 | 4.5306 | 17.7911
32976 | apr | 6.149 | 1.726 | 4.423 | 18.2692
33004 | apr | 6.5763 | 2.3975 | 4.1788 | 14.0546
33009 | apr | 6.599 | 2.3326 | 4.2664 | 15.6271
33010 | apr | 6.648 | 2.1708 | 4.4772 | 19.0462
33012 | apr | 6.6457 | 2.2359 | 4.4098 | 17.8306
33013 | apr | 6.652 | 2.2138 | 4.4382 | 18.4629
33014 | apr | 6.6485 | 2.295 | 4.3535 | 16.9451
33015 | apr | 6.6361 | 2.3277 | 4.3084 | 16.1146
33016 | apr | 6.6415 | 2.2836 | 4.3579 | 16.8648
33018 | apr | 6.6273 | 2.3089 | 4.3183 | 15.9308
33019 | apr | 6.5831 | 2.3587 | 4.2244 | 14.8795
33020 | apr | 6.5895 | 2.366 | 4.2235 | 14.8541
33021 | apr | 6.5946 | 2.3847 | 4.21 | 14.5983
33023 | apr | 6.6149 | 2.3649 | 4.2501 | 15.3229
33024 | apr | 6.6013 | 2.4064 | 4.195 | 14.2863
33025 | apr | 6.6204 | 2.3692 | 4.2511 | 15.2221
33026 | apr | 6.6011 | 2.3966 | 4.2045 | 14.3278
33027 | apr | 6.6155 | 2.3532 | 4.2623 | 15.2062
33028 | apr | 6.6011 | 2.3769 | 4.2242 | 14.5356
33029 | apr | 6.6043 | 2.3438 | 4.2605 | 14.9157
33030 | apr | 6.6117 | 1.9419 | 4.6698 | 13.6943
33031 | apr | 6.6051 | 2.0458 | 4.5592 | 13.2756
33032 | apr | 6.5872 | 2.1946 | 4.3926 | 12.5006
33033 | apr | 6.6039 | 1.8837 | 4.7201 | 13.5638
33034 | apr | 6.6106 | 1.7915 | 4.8191 | 15.2058
33035 | apr | 6.5957 | 1.7412 | 4.8545 | 14.3957
33037 | apr | 6.5487 | 1.6207 | 4.928 | 16.0861
33039 | apr | 6.5991 | 1.9523 | 4.6468 | 13.2984
33040 | apr | 6.7767 | 1.145 | 5.6317 | 34.8055
33042 | apr | 6.7397 | 1.1927 | 5.5469 | 32.6071
33043 | apr | 6.7046 | 1.238 | 5.4666 | 30.523
33054 | apr | 6.657 | 2.2936 | 4.3634 | 17.3069
33055 | apr | 6.6398 | 2.3368 | 4.303 | 16.1771
33056 | apr | 6.6415 | 2.3379 | 4.3036 | 16.2936
33060 | apr | 6.5431 | 2.4344 | 4.1088 | 12.7567
33062 | apr | 6.5414 | 2.429 | 4.1124 | 12.8317
33063 | apr | 6.5441 | 2.4513 | 4.0928 | 12.4003
33064 | apr | 6.5378 | 2.4318 | 4.106 | 12.6579
33065 | apr | 6.5419 | 2.4435 | 4.0984 | 12.4356
33066 | apr | 6.5427 | 2.4454 | 4.0973 | 12.5006
33067 | apr | 6.5348 | 2.4401 | 4.0947 | 12.4521
33068 | apr | 6.5505 | 2.454 | 4.0964 | 12.4697
33069 | apr | 6.5448 | 2.4418 | 4.103 | 12.6239
33071 | apr | 6.5478 | 2.4501 | 4.0977 | 12.3996
33073 | apr | 6.5361 | 2.4371 | 4.099 | 12.5161
33076 | apr | 6.534 | 2.4275 | 4.1065 | 12.5849
33122 | apr | 6.6394 | 2.1343 | 4.5051 | 19.3199
33125 | apr | 6.6484 | 2.015 | 4.6334 | 21.7903
33126 | apr | 6.638 | 2.1024 | 4.5356 | 19.8122
33127 | apr | 6.6481 | 1.9948 | 4.6533 | 22.1325
33128 | apr | 6.6481 | 1.9948 | 4.6533 | 22.1325
33129 | apr | 6.6481 | 1.9948 | 4.6533 | 22.1325
33130 | apr | 6.6481 | 1.9948 | 4.6533 | 22.1325
33131 | apr | 6.6481 | 1.9948 | 4.6533 | 22.1325
33132 | apr | 6.6481 | 1.9948 | 4.6533 | 22.1325
33133 | apr | 6.6481 | 1.9948 | 4.6533 | 22.1325
33134 | apr | 6.6446 | 2.0284 | 4.6162 | 21.383
33135 | apr | 6.6481 | 2.0024 | 4.6456 | 21.9975
33136 | apr | 6.6481 | 1.9948 | 4.6533 | 22.1325
33137 | apr | 6.6481 | 1.9948 | 4.6533 | 22.1325
33138 | apr | 6.66 | 2.2928 | 4.3672 | 17.4475
33140 | apr | 6.5909 | 2.2339 | 4.357 | 17.2531
33141 | apr | 6.5909 | 2.2339 | 4.357 | 17.2531
33142 | apr | 6.6491 | 2.0294 | 4.6197 | 21.5666
33143 | apr | 6.644 | 2.0137 | 4.6304 | 21.6239
33144 | apr | 6.6335 | 2.0923 | 4.5412 | 19.7906
33145 | apr | 6.648 | 1.9969 | 4.6511 | 22.0893
33146 | apr | 6.6481 | 1.9948 | 4.6533 | 22.1325
33147 | apr | 6.6593 | 2.2538 | 4.4055 | 18.0638
33149 | apr | 6.6481 | 1.9948 | 4.6533 | 22.1325
33150 | apr | 6.661 | 2.2833 | 4.3778 | 17.6209
33154 | apr | 6.5909 | 2.2339 | 4.357 | 17.2531
33155 | apr | 6.639 | 2.0396 | 4.5993 | 20.9408
33156 | apr | 6.6412 | 2.0236 | 4.6177 | 21.1696
33157 | apr | 6.585 | 2.2317 | 4.3532 | 12.3666
33158 | apr | 6.585 | 2.2317 | 4.3532 | 12.3666
33160 | apr | 6.6077 | 2.2755 | 4.3322 | 16.8161
33161 | apr | 6.6573 | 2.3026 | 4.3547 | 17.2371
33162 | apr | 6.6276 | 2.291 | 4.3366 | 16.9004
33165 | apr | 6.6081 | 2.1796 | 4.4285 | 17.1636
33166 | apr | 6.6397 | 2.183 | 4.4567 | 18.4925
33167 | apr | 6.661 | 2.292 | 4.3689 | 17.4611
33168 | apr | 6.6621 | 2.308 | 4.3542 | 17.2341
33169 | apr | 6.6353 | 2.3209 | 4.3144 | 16.5007
33170 | apr | 6.5959 | 2.1478 | 4.4481 | 12.8171
33172 | apr | 6.6233 | 2.1735 | 4.4498 | 17.942
33173 | apr | 6.6048 | 2.1956 | 4.4092 | 16.7282
33174 | apr | 6.6218 | 2.1427 | 4.4791 | 18.3932
33175 | apr | 6.6051 | 2.1936 | 4.4115 | 16.6656
33176 | apr | 6.5925 | 2.2181 | 4.3744 | 14.0151
33177 | apr | 6.5857 | 2.2284 | 4.3573 | 12.4723
33178 | apr | 6.6197 | 2.2499 | 4.3697 | 16.2603
33179 | apr | 6.6173 | 2.319 | 4.2983 | 16.2076
33180 | apr | 6.6035 | 2.3059 | 4.2975 | 16.1938
33181 | apr | 6.5909 | 2.235 | 4.3559 | 17.2418
33182 | apr | 6.6111 | 2.2113 | 4.3998 | 16.6155
33183 | apr | 6.6034 | 2.1978 | 4.4056 | 16.3541
33184 | apr | 6.6093 | 2.1912 | 4.4181 | 16.97
33185 | apr | 6.6037 | 2.1943 | 4.4094 | 15.4312
33186 | apr | 6.5928 | 2.2162 | 4.3766 | 13.9909
33187 | apr | 6.5991 | 2.1627 | 4.4364 | 13.0926
33189 | apr | 6.585 | 2.2317 | 4.3532 | 12.3666
33190 | apr | 6.585 | 2.2317 | 4.3532 | 12.3666
33193 | apr | 6.6007 | 2.1987 | 4.402 | 15.1296
33194 | apr | 6.6062 | 2.1982 | 4.4081 | 15.7544
33196 | apr | 6.6051 | 2.1405 | 4.4646 | 14.1026
33199 | apr | 6.6155 | 2.1577 | 4.4578 | 17.8633
33301 | apr | 6.5628 | 2.4207 | 4.1421 | 13.3864
33304 | apr | 6.5597 | 2.4219 | 4.1378 | 13.3066
33305 | apr | 6.5572 | 2.4247 | 4.1326 | 13.2068
33306 | apr | 6.5547 | 2.4228 | 4.1318 | 13.1989
33308 | apr | 6.5503 | 2.4255 | 4.1248 | 13.0668
33309 | apr | 6.5534 | 2.4425 | 4.1109 | 12.771
33311 | apr | 6.561 | 2.439 | 4.122 | 12.9867
33312 | apr | 6.5723 | 2.4329 | 4.1394 | 13.3145
33313 | apr | 6.5622 | 2.4561 | 4.1061 | 12.6624
33314 | apr | 6.5804 | 2.4419 | 4.1385 | 13.2815
33315 | apr | 6.5706 | 2.4237 | 4.1469 | 13.4666
33316 | apr | 6.5666 | 2.4175 | 4.1492 | 13.521
33317 | apr | 6.5684 | 2.4557 | 4.1126 | 12.7964
33319 | apr | 6.5567 | 2.456 | 4.1008 | 12.5537
33321 | apr | 6.5531 | 2.4509 | 4.1022 | 12.4886
33322 | apr | 6.5638 | 2.4494 | 4.1144 | 12.7229
33323 | apr | 6.5651 | 2.4264 | 4.1387 | 13.028
33324 | apr | 6.5702 | 2.4514 | 4.1189 | 12.8299
33325 | apr | 6.5714 | 2.4277 | 4.1436 | 13.148
33326 | apr | 6.5725 | 2.4022 | 4.1703 | 13.4902
33327 | apr | 6.572 | 2.3785 | 4.1936 | 13.7425
33328 | apr | 6.5828 | 2.4384 | 4.1445 | 13.311
33330 | apr | 6.5847 | 2.4128 | 4.1718 | 13.6679
33331 | apr | 6.5849 | 2.3919 | 4.193 | 13.9213
33332 | apr | 6.5811 | 2.3692 | 4.2119 | 14.0506
33334 | apr | 6.5527 | 2.4311 | 4.1216 | 12.9944
33351 | apr | 6.5586 | 2.4481 | 4.1105 | 12.631
33401 | apr | 6.4715 | 2.3028 | 4.1687 | 12.9458
33403 | apr | 6.4648 | 2.2708 | 4.194 | 13.1832
33404 | apr | 6.4677 | 2.2851 | 4.1826 | 13.0832
33405 | apr | 6.4785 | 2.3389 | 4.1396 | 12.7428
33406 | apr | 6.4806 | 2.3464 | 4.1341 | 12.7535
33407 | apr | 6.4686 | 2.2901 | 4.1785 | 13.0739
33408 | apr | 6.4499 | 2.1973 | 4.2525 | 13.7177
33409 | apr | 6.4735 | 2.3132 | 4.1602 | 12.9514
33410 | apr | 6.4458 | 2.1824 | 4.2635 | 13.8468
33411 | apr | 6.4677 | 2.2872 | 4.1805 | 13.5372
33412 | apr | 6.4383 | 2.1858 | 4.2525 | 14.1802
33413 | apr | 6.4797 | 2.3319 | 4.1478 | 13.0851
33414 | apr | 6.4814 | 2.3099 | 4.1715 | 13.5736
33415 | apr | 6.4806 | 2.3405 | 4.1401 | 12.9244
33417 | apr | 6.4713 | 2.3036 | 4.1677 | 13.1271
33418 | apr | 6.4313 | 2.1532 | 4.2781 | 14.2215
33426 | apr | 6.4981 | 2.3972 | 4.1009 | 12.4682
33428 | apr | 6.5275 | 2.4281 | 4.0994 | 12.5487
33430 | apr | 6.4361 | 1.8988 | 4.5373 | 16.3246
33431 | apr | 6.5291 | 2.4168 | 4.1124 | 12.5685
33432 | apr | 6.532 | 2.4191 | 4.1129 | 12.6003
33433 | apr | 6.53 | 2.4251 | 4.1049 | 12.5774
33434 | apr | 6.525 | 2.419 | 4.1061 | 12.5935
33435 | apr | 6.4906 | 2.3938 | 4.0969 | 12.4469
33436 | apr | 6.5026 | 2.3969 | 4.1057 | 12.5532
33437 | apr | 6.5053 | 2.3945 | 4.1109 | 12.6875
33438 | apr | 6.3892 | 1.785 | 4.6042 | 17.0911
33440 | apr | 6.4744 | 1.7219 | 4.7524 | 16.115
33441 | apr | 6.5351 | 2.4253 | 4.1098 | 12.6657
33442 | apr | 6.5348 | 2.4305 | 4.1043 | 12.5861
33444 | apr | 6.5234 | 2.4103 | 4.1131 | 12.5056
33445 | apr | 6.518 | 2.4071 | 4.1109 | 12.5454
33446 | apr | 6.5135 | 2.4033 | 4.1101 | 12.7034
33449 | apr | 6.4945 | 2.3577 | 4.1368 | 13.2051
33455 | apr | 6.3737 | 1.9514 | 4.4223 | 15.4125
33458 | apr | 6.4159 | 2.0857 | 4.3302 | 14.5691
33460 | apr | 6.489 | 2.393 | 4.0961 | 12.444
33461 | apr | 6.4861 | 2.3741 | 4.112 | 12.5923
33462 | apr | 6.4893 | 2.3893 | 4.0999 | 12.4968
33463 | apr | 6.4899 | 2.3752 | 4.1148 | 12.7278
33467 | apr | 6.492 | 2.3677 | 4.1243 | 12.9399
33469 | apr | 6.401 | 2.051 | 4.35 | 14.7472
33470 | apr | 6.427 | 2.0045 | 4.4224 | 15.7845
33471 | apr | 6.4071 | 1.5192 | 4.8879 | 16.3466
33472 | apr | 6.5007 | 2.384 | 4.1167 | 12.8634
33473 | apr | 6.506 | 2.3912 | 4.1148 | 12.8241
33476 | apr | 6.4024 | 1.7999 | 4.6026 | 17.105
33477 | apr | 6.433 | 2.1237 | 4.3094 | 14.2613
33478 | apr | 6.3957 | 2.0281 | 4.3676 | 15.0768
33480 | apr | 6.4752 | 2.3216 | 4.1536 | 12.8385
33483 | apr | 6.5263 | 2.4119 | 4.1145 | 12.5059
33484 | apr | 6.5164 | 2.4058 | 4.1106 | 12.6008
33486 | apr | 6.5316 | 2.4221 | 4.1095 | 12.6052
33487 | apr | 6.5276 | 2.4134 | 4.1142 | 12.5341
33493 | apr | 6.4351 | 1.8131 | 4.6219 | 16.4193
33496 | apr | 6.5219 | 2.4132 | 4.1087 | 12.6052
33498 | apr | 6.5187 | 2.4162 | 4.1024 | 12.6436
33510 | apr | 6.1972 | 1.2891 | 4.908 | 18.1121
33511 | apr | 6.2046 | 1.3 | 4.9045 | 18.4253
33513 | apr | 5.999 | 1.9588 | 4.0401 | 9.943
33514 | apr | 6.0406 | 1.9622 | 4.0784 | 11.0751
33523 | apr | 6.1388 | 1.7693 | 4.3695 | 11.355
33525 | apr | 6.1717 | 1.6799 | 4.4918 | 12.474
33527 | apr | 6.207 | 1.3769 | 4.83 | 17.1402
33534 | apr | 6.198 | 1.275 | 4.923 | 19.1135
33538 | apr | 5.9187 | 2.0889 | 3.8298 | 9.1586
33540 | apr | 6.1942 | 1.56 | 4.6342 | 13.97
33541 | apr | 6.2077 | 1.5381 | 4.6696 | 13.666
33542 | apr | 6.2034 | 1.5678 | 4.6356 | 13.5678
33543 | apr | 6.1992 | 1.4388 | 4.7604 | 14.2431
33544 | apr | 6.1839 | 1.4341 | 4.7498 | 13.5952
33545 | apr | 6.2039 | 1.5426 | 4.6613 | 13.0189
33547 | apr | 6.2249 | 1.5102 | 4.7147 | 17.0912
33548 | apr | 6.1594 | 1.1904 | 4.9689 | 16.0361
33549 | apr | 6.1654 | 1.2104 | 4.955 | 16.1623
33556 | apr | 6.1356 | 1.1358 | 4.9998 | 15.4043
33558 | apr | 6.1519 | 1.1902 | 4.9617 | 15.5388
33559 | apr | 6.1743 | 1.2635 | 4.9108 | 15.7785
33563 | apr | 6.2054 | 1.4493 | 4.7562 | 16.2194
33565 | apr | 6.1927 | 1.4497 | 4.7429 | 15.5755
33566 | apr | 6.2135 | 1.4673 | 4.7462 | 16.332
33567 | apr | 6.227 | 1.473 | 4.7541 | 16.894
33569 | apr | 6.2096 | 1.3336 | 4.8761 | 18.3925
33570 | apr | 6.2107 | 1.2898 | 4.9209 | 18.9883
33572 | apr | 6.2045 | 1.2906 | 4.9138 | 19.2505
33573 | apr | 6.2129 | 1.334 | 4.8789 | 18.7584
33576 | apr | 6.175 | 1.6003 | 4.5747 | 12.2757
33578 | apr | 6.1979 | 1.2768 | 4.9211 | 18.8897
33579 | apr | 6.2132 | 1.3629 | 4.8503 | 18.3015
33584 | apr | 6.1911 | 1.3019 | 4.8892 | 17.4513
33585 | apr | 6.0033 | 2.0251 | 3.9782 | 10.5084
33592 | apr | 6.1857 | 1.3465 | 4.8392 | 16.1579
33594 | apr | 6.2128 | 1.3492 | 4.8636 | 17.7566
33596 | apr | 6.2184 | 1.3689 | 4.8495 | 17.9181
33597 | apr | 6.1028 | 1.8433 | 4.2595 | 11.7238
33598 | apr | 6.2196 | 1.395 | 4.8246 | 18.0063
33602 | apr | 6.1647 | 1.1485 | 5.0162 | 19.0212
33603 | apr | 6.1631 | 1.1402 | 5.0229 | 18.6094
33604 | apr | 6.1631 | 1.1379 | 5.0252 | 18.2356
33605 | apr | 6.1682 | 1.161 | 5.0072 | 19.1261
33606 | apr | 6.1645 | 1.1501 | 5.0143 | 19.278
33607 | apr | 6.1575 | 1.1226 | 5.035 | 18.6521
33609 | apr | 6.1589 | 1.1311 | 5.0278 | 19.0008
33610 | apr | 6.1751 | 1.2009 | 4.9743 | 18.2974
33611 | apr | 6.1654 | 1.157 | 5.0084 | 19.3499
33612 | apr | 6.1627 | 1.1342 | 5.0284 | 17.8223
33613 | apr | 6.1618 | 1.1373 | 5.0245 | 17.3237
33614 | apr | 6.1581 | 1.1177 | 5.0404 | 18.1834
33615 | apr | 6.1493 | 1.0885 | 5.0608 | 17.8227
33616 | apr | 6.1687 | 1.1688 | 4.9999 | 19.271
33617 | apr | 6.1696 | 1.178 | 4.9916 | 17.944
33618 | apr | 6.1575 | 1.1151 | 5.0424 | 17.2889
33619 | apr | 6.1811 | 1.2129 | 4.9682 | 19.0004
33620 | apr | 6.1665 | 1.1571 | 5.0094 | 17.794
33621 | apr | 6.1774 | 1.1964 | 4.981 | 19.309
33624 | apr | 6.1543 | 1.1033 | 5.051 | 17.0584
33625 | apr | 6.1514 | 1.0788 | 5.0726 | 17.1369
33626 | apr | 6.1433 | 1.0754 | 5.0679 | 16.6354
33629 | apr | 6.1596 | 1.1372 | 5.0224 | 19.2711
33634 | apr | 6.1537 | 1.0991 | 5.0546 | 17.999
33635 | apr | 6.1435 | 1.087 | 5.0564 | 17.1017
33637 | apr | 6.1739 | 1.2167 | 4.9572 | 17.5888
33647 | apr | 6.1792 | 1.2888 | 4.8904 | 16.0571
33701 | apr | 6.1786 | 1.2113 | 4.9672 | 18.5324
33702 | apr | 6.1603 | 1.1629 | 4.9973 | 18.446
33703 | apr | 6.1687 | 1.1836 | 4.9851 | 18.5817
33704 | apr | 6.1728 | 1.1956 | 4.9772 | 18.524
33705 | apr | 6.1886 | 1.2367 | 4.9519 | 18.856
33706 | apr | 6.1676 | 1.1861 | 4.9816 | 17.5861
33707 | apr | 6.1687 | 1.1901 | 4.9786 | 17.7285
33708 | apr | 6.1676 | 1.1861 | 4.9816 | 17.5861
33709 | apr | 6.1574 | 1.1715 | 4.9859 | 17.4904
33710 | apr | 6.1621 | 1.1794 | 4.9827 | 17.6024
33711 | apr | 6.1708 | 1.1942 | 4.9766 | 17.8216
33712 | apr | 6.1794 | 1.2152 | 4.9642 | 18.3345
33713 | apr | 6.1685 | 1.1904 | 4.978 | 18.0819
33714 | apr | 6.1614 | 1.1754 | 4.986 | 17.9936
33715 | apr | 6.1676 | 1.1861 | 4.9816 | 17.5861
33716 | apr | 6.1508 | 1.1447 | 5.0061 | 18.1731
33755 | apr | 6.1278 | 1.1311 | 4.9968 | 16.5288
33756 | apr | 6.1284 | 1.1324 | 4.996 | 16.6464
33759 | apr | 6.1293 | 1.1167 | 5.0125 | 16.2771
33760 | apr | 6.1357 | 1.1326 | 5.003 | 17.1644
33761 | apr | 6.1251 | 1.11 | 5.0151 | 15.5082
33762 | apr | 6.1422 | 1.1346 | 5.0076 | 17.7126
33763 | apr | 6.1225 | 1.1161 | 5.0064 | 15.3773
33764 | apr | 6.1291 | 1.1298 | 4.9992 | 16.6003
33765 | apr | 6.1272 | 1.127 | 5.0002 | 16.3152
33767 | apr | 6.1269 | 1.1289 | 4.9979 | 16.3384
33770 | apr | 6.1284 | 1.1324 | 4.996 | 16.6464
33771 | apr | 6.1294 | 1.1332 | 4.9963 | 16.6866
33772 | apr | 6.1404 | 1.1488 | 4.9916 | 16.9331
33773 | apr | 6.1319 | 1.1359 | 4.996 | 16.7887
33774 | apr | 6.1284 | 1.1324 | 4.996 | 16.6464
33776 | apr | 6.1284 | 1.1324 | 4.996 | 16.6464
33777 | apr | 6.1345 | 1.1393 | 4.9952 | 16.7918
33778 | apr | 6.1284 | 1.1324 | 4.996 | 16.6464
33781 | apr | 6.151 | 1.1605 | 4.9905 | 17.4797
33782 | apr | 6.1469 | 1.152 | 4.9949 | 17.4647
33801 | apr | 6.2446 | 1.6088 | 4.6358 | 15.5919
33803 | apr | 6.2453 | 1.6204 | 4.6249 | 15.6884
33805 | apr | 6.2321 | 1.5362 | 4.6959 | 15.5034
33809 | apr | 6.2186 | 1.6216 | 4.5971 | 14.3465
33810 | apr | 6.2071 | 1.5229 | 4.6842 | 15.1563
33811 | apr | 6.2357 | 1.5759 | 4.6598 | 15.9765
33812 | apr | 6.2614 | 1.7252 | 4.5361 | 15.6374
33813 | apr | 6.2657 | 1.7341 | 4.5316 | 15.7724
33815 | apr | 6.2257 | 1.5389 | 4.6867 | 15.6851
33823 | apr | 6.2345 | 1.6428 | 4.5917 | 15.3642
33825 | apr | 6.2733 | 1.6922 | 4.5811 | 16.3711
33827 | apr | 6.2421 | 1.797 | 4.4451 | 15.8912
33830 | apr | 6.2688 | 1.8632 | 4.4056 | 15.6409
33834 | apr | 6.2517 | 1.5748 | 4.677 | 16.4455
33837 | apr | 6.1706 | 1.6851 | 4.4855 | 15.4822
33838 | apr | 6.2265 | 1.7764 | 4.4502 | 15.6756
33839 | apr | 6.2506 | 1.8445 | 4.4061 | 15.442
33841 | apr | 6.2759 | 1.8282 | 4.4477 | 15.7581
33843 | apr | 6.2525 | 1.7344 | 4.5181 | 16.3247
33844 | apr | 6.2064 | 1.7204 | 4.486 | 15.7905
33849 | apr | 6.1925 | 1.5834 | 4.6091 | 14.1911
33850 | apr | 6.2144 | 1.7085 | 4.5059 | 15.2802
33852 | apr | 6.3479 | 1.5735 | 4.7745 | 16.2215
33853 | apr | 6.2378 | 1.8242 | 4.4136 | 15.7137
33857 | apr | 6.3258 | 1.6163 | 4.7094 | 16.8572
33859 | apr | 6.2453 | 1.8407 | 4.4046 | 15.65
33860 | apr | 6.2536 | 1.6749 | 4.5787 | 16.2751
33865 | apr | 6.2715 | 1.5092 | 4.7623 | 16.139
33868 | apr | 6.2006 | 1.6842 | 4.5164 | 14.5695
33870 | apr | 6.2982 | 1.6562 | 4.642 | 16.2935
33872 | apr | 6.3094 | 1.6733 | 4.6361 | 16.0439
33873 | apr | 6.2828 | 1.681 | 4.6018 | 15.954
33875 | apr | 6.3326 | 1.6237 | 4.7089 | 16.0609
33876 | apr | 6.3202 | 1.6267 | 4.6934 | 16.3537
33880 | apr | 6.2515 | 1.8081 | 4.4434 | 15.4965
33881 | apr | 6.2339 | 1.7445 | 4.4894 | 15.4831
33884 | apr | 6.2396 | 1.8215 | 4.4181 | 15.5645
33890 | apr | 6.2999 | 1.6131 | 4.6868 | 15.9237
33896 | apr | 6.1393 | 1.6702 | 4.4692 | 15.3766
33897 | apr | 6.1496 | 1.7088 | 4.4408 | 14.7123
33898 | apr | 6.219 | 1.7297 | 4.4893 | 16.338
33901 | apr | 6.4868 | 1.1044 | 5.3824 | 15.895
33903 | apr | 6.4699 | 1.1554 | 5.3145 | 15.9773
33904 | apr | 6.4848 | 1.0563 | 5.4286 | 16.0395
33905 | apr | 6.4719 | 1.1977 | 5.2742 | 15.6893
33907 | apr | 6.4917 | 1.077 | 5.4148 | 16.0138
33908 | apr | 6.4946 | 1.0585 | 5.4361 | 16.3645
33909 | apr | 6.4702 | 1.1404 | 5.3298 | 16.0018
33912 | apr | 6.49 | 1.1045 | 5.3855 | 16.0388
33913 | apr | 6.476 | 1.191 | 5.285 | 15.9366
33914 | apr | 6.4307 | 1.0655 | 5.3652 | 16.3967
33916 | apr | 6.483 | 1.1344 | 5.3485 | 15.8272
33917 | apr | 6.4696 | 1.2046 | 5.265 | 15.7456
33919 | apr | 6.494 | 1.0574 | 5.4366 | 16.0967
33920 | apr | 6.4353 | 1.2833 | 5.1519 | 15.727
33922 | apr | 6.4155 | 1.1002 | 5.3153 | 16.5098
33927 | apr | 6.3839 | 1.1942 | 5.1898 | 16.8094
33928 | apr | 6.4812 | 1.178 | 5.3032 | 16.2925
33931 | apr | 6.5021 | 1.0406 | 5.4616 | 16.8322
33935 | apr | 6.4392 | 1.4646 | 4.9746 | 16.0231
33936 | apr | 6.4538 | 1.2652 | 5.1886 | 15.6943
33946 | apr | 6.3997 | 1.1613 | 5.2384 | 16.8777
33947 | apr | 6.3923 | 1.1637 | 5.2286 | 16.9851
33948 | apr | 6.3905 | 1.1982 | 5.1923 | 16.6735
33950 | apr | 6.4136 | 1.2001 | 5.2136 | 16.3402
33952 | apr | 6.3909 | 1.2141 | 5.1768 | 16.5014
33953 | apr | 6.3764 | 1.1992 | 5.1772 | 16.8701
33954 | apr | 6.3791 | 1.2221 | 5.1569 | 16.5809
33955 | apr | 6.4407 | 1.1861 | 5.2546 | 16.143
33956 | apr | 6.3979 | 1.07 | 5.3279 | 16.6008
33960 | apr | 6.3708 | 1.5022 | 4.8686 | 16.0061
33966 | apr | 6.4882 | 1.105 | 5.3832 | 15.894
33967 | apr | 6.4922 | 1.1049 | 5.3873 | 16.2655
33971 | apr | 6.4645 | 1.2199 | 5.2446 | 15.6961
33972 | apr | 6.4425 | 1.2798 | 5.1627 | 15.7258
33973 | apr | 6.4771 | 1.1815 | 5.2956 | 15.7099
33974 | apr | 6.4566 | 1.2715 | 5.185 | 15.7378
33976 | apr | 6.4695 | 1.2117 | 5.2579 | 15.7077
33980 | apr | 6.3941 | 1.2205 | 5.1736 | 16.3727
33981 | apr | 6.3911 | 1.1698 | 5.2213 | 16.9497
33982 | apr | 6.4003 | 1.2916 | 5.1087 | 15.8176
33983 | apr | 6.3841 | 1.2383 | 5.1459 | 16.2721
33990 | apr | 6.4728 | 1.0893 | 5.3835 | 16.0701
33991 | apr | 6.4411 | 1.0898 | 5.3513 | 16.3044
33993 | apr | 6.4365 | 1.1202 | 5.3163 | 16.3246
34102 | apr | 6.4861 | 1.2354 | 5.2507 | 18.1239
34103 | apr | 6.4987 | 1.1907 | 5.308 | 17.241
34104 | apr | 6.4867 | 1.238 | 5.2487 | 17.9276
34105 | apr | 6.4972 | 1.1962 | 5.301 | 17.322
34108 | apr | 6.4987 | 1.1907 | 5.308 | 17.241
34109 | apr | 6.498 | 1.1923 | 5.3057 | 17.2514
34110 | apr | 6.4984 | 1.19 | 5.3084 | 17.2222
34112 | apr | 6.4854 | 1.2466 | 5.2388 | 18.0512
34113 | apr | 6.4889 | 1.2606 | 5.2284 | 18.2775
34114 | apr | 6.4736 | 1.3974 | 5.0762 | 17.7674
34116 | apr | 6.4864 | 1.236 | 5.2504 | 17.4675
34117 | apr | 6.4624 | 1.4202 | 5.0422 | 17.0023
34119 | apr | 6.4869 | 1.2105 | 5.2764 | 17.0371
34120 | apr | 6.4552 | 1.3016 | 5.1537 | 16.5226
34134 | apr | 6.4969 | 1.0982 | 5.3987 | 16.6704
34135 | apr | 6.4876 | 1.1706 | 5.317 | 16.537
34140 | apr | 6.4937 | 1.337 | 5.1567 | 18.6932
34141 | apr | 6.5082 | 1.7512 | 4.757 | 16.0773
34142 | apr | 6.4521 | 1.568 | 4.8841 | 15.9878
34145 | apr | 6.5019 | 1.3023 | 5.1996 | 18.8746
34201 | apr | 6.2584 | 1.2835 | 4.9749 | 17.794
34202 | apr | 6.2616 | 1.2942 | 4.9674 | 17.6908
34203 | apr | 6.2532 | 1.2584 | 4.9948 | 18.0223
34205 | apr | 6.2486 | 1.2387 | 5.01 | 18.18
34207 | apr | 6.2573 | 1.2357 | 5.0216 | 18.0628
34208 | apr | 6.2441 | 1.2608 | 4.9833 | 18.1751
34209 | apr | 6.2412 | 1.2402 | 5.001 | 18.2984
34210 | apr | 6.2597 | 1.2333 | 5.0264 | 18.0379
34211 | apr | 6.2528 | 1.309 | 4.9438 | 17.7436
34212 | apr | 6.2416 | 1.301 | 4.9407 | 18.0225
34219 | apr | 6.2308 | 1.3583 | 4.8724 | 17.8557
34221 | apr | 6.2242 | 1.2615 | 4.9627 | 18.527
34222 | apr | 6.2344 | 1.2667 | 4.9677 | 18.323
34223 | apr | 6.3535 | 1.1949 | 5.1585 | 17.1473
34224 | apr | 6.3893 | 1.1686 | 5.2207 | 16.9858
34228 | apr | 6.2597 | 1.2333 | 5.0264 | 18.0379
34229 | apr | 6.3109 | 1.2401 | 5.0709 | 17.6149
34231 | apr | 6.3102 | 1.2409 | 5.0693 | 17.6142
34232 | apr | 6.2947 | 1.2541 | 5.0406 | 17.6732
34233 | apr | 6.3102 | 1.2409 | 5.0693 | 17.6142
34234 | apr | 6.2597 | 1.2333 | 5.0264 | 18.0379
34235 | apr | 6.2586 | 1.2779 | 4.9807 | 17.8208
34236 | apr | 6.2597 | 1.2333 | 5.0264 | 18.0379
34237 | apr | 6.2597 | 1.2351 | 5.0245 | 18.029
34238 | apr | 6.3102 | 1.2409 | 5.0693 | 17.6142
34239 | apr | 6.3102 | 1.2409 | 5.0693 | 17.6142
34240 | apr | 6.2844 | 1.2894 | 4.995 | 17.4716
34241 | apr | 6.3207 | 1.2588 | 5.0619 | 17.1728
34243 | apr | 6.2591 | 1.2468 | 5.0122 | 17.9777
34251 | apr | 6.2843 | 1.3639 | 4.9204 | 16.7923
34266 | apr | 6.3171 | 1.4006 | 4.9165 | 15.839
34269 | apr | 6.3559 | 1.2784 | 5.0774 | 16.121
34275 | apr | 6.3278 | 1.206 | 5.1218 | 17.3955
34285 | apr | 6.3328 | 1.1915 | 5.1413 | 17.3461
34286 | apr | 6.3553 | 1.254 | 5.1012 | 16.5872
34287 | apr | 6.3605 | 1.2155 | 5.145 | 16.9402
34288 | apr | 6.3724 | 1.2317 | 5.1407 | 16.5792
34289 | apr | 6.3622 | 1.2421 | 5.1201 | 16.6194
34291 | apr | 6.3483 | 1.2386 | 5.1096 | 16.9056
34292 | apr | 6.3401 | 1.2125 | 5.1275 | 17.1926
34293 | apr | 6.3374 | 1.196 | 5.1415 | 17.2753
34420 | apr | 5.8684 | 2.1823 | 3.6861 | 9.5389
34428 | apr | 5.8921 | 1.9083 | 3.9838 | 8.3518
34429 | apr | 5.9072 | 1.8771 | 4.0301 | 8.5473
34431 | apr | 5.8472 | 2.0477 | 3.7994 | 8.0045
34432 | apr | 5.8575 | 2.0945 | 3.763 | 8.3924
34433 | apr | 5.88 | 1.9866 | 3.8934 | 8.1953
34434 | apr | 5.8784 | 2.0376 | 3.8408 | 8.2051
34436 | apr | 5.9681 | 1.9319 | 4.0361 | 9.1139
34442 | apr | 5.9039 | 2.0452 | 3.8587 | 8.3864
34446 | apr | 5.9543 | 1.7981 | 4.1561 | 8.938
34448 | apr | 5.947 | 1.7794 | 4.1676 | 9.0086
34449 | apr | 5.8429 | 1.9861 | 3.8569 | 7.8492
34450 | apr | 5.9321 | 2.0355 | 3.8966 | 8.9358
34452 | apr | 5.9439 | 1.9248 | 4.0191 | 8.5925
34453 | apr | 5.9185 | 2.0281 | 3.8904 | 8.5215
34461 | apr | 5.9341 | 1.8904 | 4.0437 | 8.5771
34465 | apr | 5.9024 | 1.978 | 3.9244 | 8.303
34470 | apr | 5.8451 | 2.1929 | 3.6522 | 9.3256
34471 | apr | 5.8494 | 2.1801 | 3.6693 | 9.1837
34472 | apr | 5.8583 | 2.1994 | 3.659 | 9.5661
34473 | apr | 5.8827 | 2.1441 | 3.7385 | 9.1028
34474 | apr | 5.8527 | 2.1606 | 3.6921 | 8.8679
34475 | apr | 5.8321 | 2.1709 | 3.6613 | 8.9313
34476 | apr | 5.8667 | 2.1595 | 3.7073 | 9.0146
34479 | apr | 5.8348 | 2.1837 | 3.6511 | 9.1615
34480 | apr | 5.8556 | 2.1852 | 3.6705 | 9.3391
34481 | apr | 5.848 | 2.1248 | 3.7232 | 8.5244
34482 | apr | 5.829 | 2.1426 | 3.6864 | 8.5317
34484 | apr | 5.9005 | 2.1423 | 3.7582 | 9.567
34488 | apr | 5.8473 | 2.2151 | 3.6322 | 9.5015
34491 | apr | 5.8836 | 2.1656 | 3.718 | 9.6509
34498 | apr | 5.8777 | 1.9126 | 3.9651 | 8.161
34601 | apr | 6.0287 | 1.7642 | 4.2645 | 9.8127
34602 | apr | 6.0933 | 1.7889 | 4.3044 | 10.5625
34604 | apr | 6.0786 | 1.6202 | 4.4583 | 10.6452
34606 | apr | 6.0704 | 1.457 | 4.6134 | 11.281
34607 | apr | 6.0488 | 1.5244 | 4.5244 | 10.6728
34608 | apr | 6.0604 | 1.5191 | 4.5413 | 10.8602
34609 | apr | 6.066 | 1.5571 | 4.5089 | 10.7588
34610 | apr | 6.1091 | 1.4834 | 4.6257 | 11.7639
34613 | apr | 6.033 | 1.6068 | 4.4262 | 10.1244
34614 | apr | 6.0044 | 1.6642 | 4.3403 | 9.6883
34637 | apr | 6.1489 | 1.4052 | 4.7437 | 12.979
34638 | apr | 6.1345 | 1.2895 | 4.845 | 13.6324
34639 | apr | 6.1712 | 1.3748 | 4.7964 | 13.8668
34652 | apr | 6.0735 | 1.2052 | 4.8683 | 12.6252
34653 | apr | 6.0792 | 1.2095 | 4.8697 | 12.7548
34654 | apr | 6.1192 | 1.2494 | 4.8699 | 13.4766
34655 | apr | 6.1084 | 1.1991 | 4.9093 | 13.7049
34667 | apr | 6.0767 | 1.429 | 4.6477 | 11.5
34668 | apr | 6.0677 | 1.2114 | 4.8563 | 12.4221
34669 | apr | 6.0801 | 1.4236 | 4.6565 | 11.6066
34677 | apr | 6.1326 | 1.0934 | 5.0392 | 15.8951
34683 | apr | 6.117 | 1.1096 | 5.0074 | 14.4964
34684 | apr | 6.12 | 1.1084 | 5.0116 | 14.819
34685 | apr | 6.1229 | 1.1094 | 5.0135 | 14.9856
34688 | apr | 6.1126 | 1.1444 | 4.9682 | 14.3535
34689 | apr | 6.1048 | 1.1361 | 4.9687 | 13.9675
34690 | apr | 6.0899 | 1.1772 | 4.9127 | 13.3026
34691 | apr | 6.07 | 1.2055 | 4.8645 | 12.5197
34695 | apr | 6.1308 | 1.1078 | 5.023 | 16.1788
34698 | apr | 6.1177 | 1.1086 | 5.0091 | 14.5414
34705 | apr | 6.03 | 2.007 | 4.023 | 12.3581
34711 | apr | 6.1003 | 1.8702 | 4.2301 | 13.1155
34714 | apr | 6.1448 | 1.7694 | 4.3755 | 13.8616
34715 | apr | 6.0633 | 1.9493 | 4.1139 | 12.619
34731 | apr | 5.936 | 2.1149 | 3.8211 | 10.7011
34734 | apr | 6.0485 | 1.8619 | 4.1866 | 14.0833
34736 | apr | 6.1113 | 1.8855 | 4.2257 | 12.3228
34737 | apr | 6.0417 | 2.0025 | 4.0392 | 11.9782
34739 | apr | 6.1861 | 1.6794 | 4.5068 | 17.0267
34741 | apr | 6.0977 | 1.5959 | 4.5018 | 16.0966
34743 | apr | 6.0935 | 1.5939 | 4.4997 | 16.1709
34744 | apr | 6.0978 | 1.5884 | 4.5094 | 16.2955
34746 | apr | 6.1191 | 1.6152 | 4.5039 | 16.0857
34747 | apr | 6.1242 | 1.6895 | 4.4347 | 15.1492
34748 | apr | 6.0014 | 2.0543 | 3.947 | 11.2373
34753 | apr | 6.0866 | 1.9222 | 4.1644 | 11.9559
34756 | apr | 6.0677 | 1.9168 | 4.1509 | 13.0854
34758 | apr | 6.1438 | 1.6397 | 4.5041 | 15.9755
34759 | apr | 6.1748 | 1.6611 | 4.5137 | 16.3441
34760 | apr | 6.0655 | 1.885 | 4.1805 | 13.521
34761 | apr | 6.0411 | 1.9069 | 4.1341 | 13.7644
34762 | apr | 6.0233 | 2.0381 | 3.9851 | 11.0908
34769 | apr | 6.097 | 1.5837 | 4.5132 | 16.5108
34771 | apr | 6.0689 | 1.7148 | 4.3541 | 15.7906
34772 | apr | 6.1166 | 1.6232 | 4.4934 | 16.5314
34773 | apr | 6.1009 | 1.7275 | 4.3733 | 16.5516
34785 | apr | 5.9453 | 2.0908 | 3.8544 | 9.9487
34786 | apr | 6.0672 | 1.7932 | 4.2739 | 14.4066
34787 | apr | 6.0802 | 1.8246 | 4.2556 | 13.9755
34788 | apr | 5.9197 | 2.1214 | 3.7983 | 11.1504
34797 | apr | 6.0169 | 2.043 | 3.9739 | 11.6439
34945 | apr | 6.2602 | 1.6328 | 4.6274 | 17.6303
34946 | apr | 6.25 | 1.6286 | 4.6214 | 17.6817
34947 | apr | 6.2938 | 1.5627 | 4.7311 | 17.6441
34949 | apr | 6.2954 | 1.6046 | 4.6908 | 17.4865
34950 | apr | 6.2953 | 1.5717 | 4.7236 | 17.6044
34951 | apr | 6.2321 | 1.6563 | 4.5758 | 17.7026
34952 | apr | 6.3029 | 1.6728 | 4.6301 | 17.0806
34953 | apr | 6.3107 | 1.6815 | 4.6292 | 17.1286
34956 | apr | 6.3599 | 1.7851 | 4.5748 | 16.738
34957 | apr | 6.3044 | 1.7034 | 4.601 | 16.8787
34972 | apr | 6.2732 | 1.6498 | 4.6234 | 17.2685
34974 | apr | 6.3625 | 1.6135 | 4.749 | 17.0997
34981 | apr | 6.2966 | 1.5855 | 4.7111 | 17.5438
34982 | apr | 6.2988 | 1.6126 | 4.6861 | 17.4024
34983 | apr | 6.3012 | 1.6388 | 4.6624 | 17.2892
34984 | apr | 6.3098 | 1.6971 | 4.6127 | 16.9862
34986 | apr | 6.3006 | 1.623 | 4.6776 | 17.4033
34987 | apr | 6.3064 | 1.6469 | 4.6595 | 17.4345
34988 | apr | 6.3052 | 1.6484 | 4.6568 | 17.521
34990 | apr | 6.3532 | 1.7882 | 4.5649 | 16.5042
34994 | apr | 6.3184 | 1.7523 | 4.5661 | 16.6001
34996 | apr | 6.3046 | 1.7229 | 4.5817 | 16.7565
34997 | apr | 6.3721 | 1.8804 | 4.4917 | 15.9055
35004 | jun | 6.1718 | 3.6317 | 2.54 | -1.3851
35005 | jun | 6.2466 | 3.3961 | 2.8505 | 0.18839
35006 | jun | 6.2848 | 3.4409 | 2.8439 | -0.13854
35007 | jun | 6.2463 | 3.4322 | 2.8141 | -0.33294
35010 | jun | 6.3529 | 3.6841 | 2.6688 | 0.25428
35014 | jun | 6.2516 | 3.7491 | 2.5026 | -0.51326
35016 | jun | 6.1778 | 3.7227 | 2.4551 | -5.5583
35019 | jun | 6.1845 | 3.7154 | 2.4691 | -5.7091
35020 | jun | 6.251 | 3.4111 | 2.8399 | 0.057549
35022 | jun | 6.2551 | 3.4121 | 2.843 | 0.016794
35023 | jun | 6.2706 | 3.4148 | 2.8558 | 0.11084
35031 | jun | 6.1601 | 3.6829 | 2.4772 | -4.3356
35033 | jun | 6.2823 | 3.5078 | 2.7746 | -1.7565
35034 | jun | 6.3508 | 3.3741 | 2.9767 | 0.76556
35035 | jun | 6.3035 | 3.3986 | 2.9049 | 0.27515
35036 | jun | 6.2328 | 3.3983 | 2.8345 | 0.054589
35040 | jun | 6.262 | 3.4274 | 2.8346 | -0.60414
35042 | jun | 6.3396 | 3.3934 | 2.9462 | 0.79759
35043 | jun | 6.2367 | 3.4803 | 2.7564 | -0.4417
35044 | jun | 6.2615 | 3.6273 | 2.6342 | -0.34883
35045 | jun | 6.3024 | 3.4195 | 2.8829 | -0.03436
35046 | jun | 6.2823 | 3.4344 | 2.848 | -1.3533
35049 | jun | 6.1834 | 3.6139 | 2.5695 | -2.9291
35051 | jun | 6.2605 | 3.4713 | 2.7892 | -0.51964
35053 | jun | 6.2713 | 3.5718 | 2.6995 | -2.8608
35054 | jun | 6.2331 | 3.7066 | 2.5265 | -0.55842
35055 | jun | 6.2064 | 3.6515 | 2.555 | -4.5752
35057 | jun | 6.2335 | 3.621 | 2.6125 | -3.9376
35058 | jun | 6.1862 | 3.6966 | 2.4896 | -5.4902
35061 | jun | 6.2482 | 3.4056 | 2.8426 | 0.11407
35062 | jun | 6.2655 | 3.4148 | 2.8507 | -0.082121
35063 | jun | 6.2722 | 3.448 | 2.8242 | -0.70134
35064 | jun | 6.2418 | 3.4039 | 2.8379 | 0.10417
35068 | jun | 6.2297 | 3.4022 | 2.8275 | 0.15281
35071 | jun | 6.2384 | 3.4157 | 2.8227 | -0.096941
35072 | jun | 6.257 | 3.7856 | 2.4714 | -1.6066
35073 | jun | 6.2472 | 3.4022 | 2.8451 | 0.059033
35077 | jun | 6.2345 | 3.5655 | 2.669 | -2.9736
35078 | jun | 6.2538 | 3.5807 | 2.6731 | -0.26032
35079 | jun | 6.2118 | 3.5452 | 2.6667 | -2.3157
35080 | jun | 6.2559 | 3.4136 | 2.8423 | -0.022688
35083 | jun | 6.1714 | 3.7048 | 2.4666 | -5.2253
35085 | jun | 6.2783 | 3.4163 | 2.862 | -0.65209
35087 | jun | 6.1827 | 3.7212 | 2.4615 | -5.7178
35089 | jun | 6.2931 | 3.7083 | 2.5848 | -0.76887
35091 | jun | 6.2416 | 3.4445 | 2.7971 | -0.47841
35094 | jun | 6.186 | 3.5687 | 2.6173 | -0.95068
35096 | jun | 6.2894 | 3.7725 | 2.517 | -0.40037
35097 | jun | 6.1931 | 3.5822 | 2.6109 | -2.3589
35098 | jun | 6.2478 | 3.6122 | 2.6356 | -3.6317
35111 | jun | 6.2645 | 3.4297 | 2.8348 | -0.2323
35114 | jun | 6.2586 | 3.4096 | 2.8491 | -0.003827
35115 | jun | 6.2776 | 3.4075 | 2.8701 | -0.074377
35116 | jun | 6.2445 | 3.4309 | 2.8136 | -0.1495
35117 | jun | 6.2344 | 3.4051 | 2.8293 | -0.013124
35118 | jun | 6.2594 | 3.402 | 2.8575 | 0.20727
35120 | jun | 6.1798 | 3.6859 | 2.4939 | -1.8298
35121 | jun | 6.1345 | 3.7163 | 2.4183 | -3.9195
35124 | jun | 6.2362 | 3.4427 | 2.7935 | -0.25406
35125 | jun | 6.2244 | 3.7238 | 2.5005 | -0.95551
35126 | jun | 6.1737 | 3.5467 | 2.627 | -1.5519
35127 | jun | 6.2495 | 3.4034 | 2.8461 | 0.14298
35128 | jun | 6.2194 | 3.6982 | 2.5212 | -0.78393
35130 | jun | 6.2762 | 3.4125 | 2.8638 | 0.14821
35131 | jun | 6.2418 | 3.731 | 2.5108 | -1.1565
35133 | jun | 6.1626 | 3.6011 | 2.5615 | -2.4068
35135 | jun | 6.2598 | 3.7502 | 2.5096 | -0.55859
35136 | jun | 6.2858 | 3.58 | 2.7058 | -0.36253
35143 | jun | 6.2687 | 3.4615 | 2.8072 | -0.91286
35146 | jun | 6.1549 | 3.7039 | 2.4511 | -2.8468
35147 | jun | 6.2154 | 3.563 | 2.6524 | -0.6594
35148 | jun | 6.2736 | 3.4177 | 2.856 | -0.11458
35150 | jun | 6.2496 | 3.7343 | 2.5152 | -1.1623
35151 | jun | 6.262 | 3.5978 | 2.6642 | -1.1702
35160 | jun | 6.2582 | 3.8717 | 2.3865 | -1.4638
35171 | jun | 6.2901 | 3.4133 | 2.8768 | -0.28743
35172 | jun | 6.2075 | 3.5265 | 2.681 | -1.6409
35173 | jun | 6.1525 | 3.6013 | 2.5512 | -1.7476
35175 | jun | 6.2102 | 3.7036 | 2.5067 | -5.4424
35176 | jun | 6.2059 | 3.6004 | 2.6055 | -0.77173
35178 | jun | 6.2457 | 3.6319 | 2.6138 | -0.26504
35179 | jun | 6.2177 | 3.6714 | 2.5463 | -4.7726
35180 | jun | 6.232 | 3.4633 | 2.7687 | -0.95135
35183 | jun | 6.2797 | 3.5086 | 2.7711 | -0.96833
35184 | jun | 6.3027 | 3.4085 | 2.8942 | 0.1962
35186 | jun | 6.2628 | 3.5247 | 2.738 | -0.36127
35188 | jun | 6.286 | 3.4323 | 2.8537 | -0.16985
35203 | jun | 6.2306 | 3.4099 | 2.8207 | 0.14994
35204 | jun | 6.2321 | 3.4059 | 2.8262 | 0.14994
35205 | jun | 6.2323 | 3.4143 | 2.818 | 0.12188
35206 | jun | 6.2136 | 3.4367 | 2.7769 | -0.031922
35207 | jun | 6.2282 | 3.3995 | 2.8287 | 0.20131
35208 | jun | 6.2359 | 3.4046 | 2.8313 | 0.12088
35209 | jun | 6.235 | 3.4185 | 2.8165 | 0.086084
35210 | jun | 6.2001 | 3.4858 | 2.7142 | -0.43543
35211 | jun | 6.2379 | 3.4128 | 2.8251 | 0.079502
35212 | jun | 6.2243 | 3.415 | 2.8093 | 0.1533
35213 | jun | 6.2255 | 3.428 | 2.7975 | 0.062733
35214 | jun | 6.2323 | 3.3952 | 2.8371 | 0.16658
35215 | jun | 6.2107 | 3.464 | 2.7467 | -0.41459
35216 | jun | 6.2363 | 3.4288 | 2.8075 | 0.02509
35217 | jun | 6.2268 | 3.4112 | 2.8157 | 0.14185
35218 | jun | 6.2361 | 3.4018 | 2.8343 | 0.12907
35221 | jun | 6.2404 | 3.4091 | 2.8313 | 0.070701
35222 | jun | 6.2282 | 3.4137 | 2.8145 | 0.15735
35223 | jun | 6.2246 | 3.4377 | 2.7869 | -0.014223
35224 | jun | 6.2414 | 3.3984 | 2.843 | 0.15939
35226 | jun | 6.2407 | 3.4225 | 2.8182 | 0.01292
35228 | jun | 6.2428 | 3.4072 | 2.8357 | 0.081692
35229 | jun | 6.2342 | 3.4211 | 2.8132 | 0.083425
35233 | jun | 6.231 | 3.4122 | 2.8188 | 0.13789
35234 | jun | 6.2286 | 3.4068 | 2.8218 | 0.17786
35235 | jun | 6.1841 | 3.5126 | 2.6715 | -0.84607
35242 | jun | 6.2169 | 3.4877 | 2.7292 | -0.40598
35243 | jun | 6.2306 | 3.4395 | 2.7911 | -0.011718
35244 | jun | 6.2415 | 3.426 | 2.8156 | -0.045043
35254 | jun | 6.2336 | 3.4062 | 2.8274 | 0.13571
35401 | jun | 6.3525 | 3.4454 | 2.907 | 1.026
35404 | jun | 6.3361 | 3.4595 | 2.8766 | 0.40072
35405 | jun | 6.3572 | 3.4142 | 2.943 | 1.0739
35406 | jun | 6.323 | 3.483 | 2.8399 | 0.014538
35441 | jun | 6.3451 | 3.2411 | 3.104 | 1.1105
35442 | jun | 6.3408 | 3.2034 | 3.1374 | 0.07534
35443 | jun | 6.3016 | 3.1488 | 3.1528 | 1.049
35444 | jun | 6.2943 | 3.4649 | 2.8294 | -0.35111
35446 | jun | 6.3406 | 3.4457 | 2.895 | 0.89256
35447 | jun | 6.3585 | 3.2923 | 3.0662 | -0.14375
35452 | jun | 6.3391 | 3.484 | 2.8551 | 0.7251
35453 | jun | 6.3249 | 3.4352 | 2.8897 | 0.16096
35456 | jun | 6.3458 | 3.3993 | 2.9465 | 0.6059
35457 | jun | 6.3356 | 3.4753 | 2.8603 | 0.64573
35458 | jun | 6.3352 | 3.4776 | 2.8575 | 0.20393
35459 | jun | 6.3126 | 3.1595 | 3.1531 | -0.012497
35460 | jun | 6.3074 | 3.1539 | 3.1534 | 0.49264
35461 | jun | 6.3642 | 3.3056 | 3.0585 | -0.63278
35462 | jun | 6.3261 | 3.2232 | 3.1029 | 0.65889
35463 | jun | 6.36 | 3.3776 | 2.9823 | 1.3007
35464 | jun | 6.3018 | 3.1487 | 3.1531 | 0.48758
35466 | jun | 6.3409 | 3.4025 | 2.9384 | 0.19104
35469 | jun | 6.3607 | 3.2858 | 3.0749 | 1.1071
35470 | jun | 6.3137 | 3.2011 | 3.1126 | 0.64612
35473 | jun | 6.3439 | 3.4886 | 2.8552 | 0.63786
35474 | jun | 6.3641 | 3.3286 | 3.0355 | 0.91415
35475 | jun | 6.3199 | 3.4931 | 2.8268 | -0.026625
35476 | jun | 6.3489 | 3.4757 | 2.8732 | 0.86756
35480 | jun | 6.3492 | 3.3712 | 2.9779 | 1.0735
35481 | jun | 6.3408 | 3.3853 | 2.9555 | -0.38555
35487 | jun | 6.3465 | 3.4681 | 2.8785 | 0.70713
35490 | jun | 6.2875 | 3.4494 | 2.8381 | -0.32935
35501 | jun | 6.309 | 3.481 | 2.8279 | -0.67691
35503 | jun | 6.3319 | 3.5234 | 2.8085 | -1.3725
35504 | jun | 6.3189 | 3.4928 | 2.826 | -1.1601
35540 | jun | 6.2692 | 3.635 | 2.6342 | -3.4223
35541 | jun | 6.291 | 3.578 | 2.7129 | -2.6437
35542 | jun | 6.3224 | 3.523 | 2.7994 | -0.84047
35543 | jun | 6.3181 | 3.6436 | 2.6745 | -2.5821
35544 | jun | 6.408 | 3.5248 | 2.8833 | -1.2412
35546 | jun | 6.2935 | 3.5118 | 2.7818 | -0.6414
35548 | jun | 6.3478 | 3.5894 | 2.7584 | -1.9073
35549 | jun | 6.3146 | 3.5425 | 2.7721 | -1.2369
35550 | jun | 6.2917 | 3.434 | 2.8577 | -0.14491
35552 | jun | 6.4059 | 3.524 | 2.8819 | -1.2192
35553 | jun | 6.3095 | 3.6103 | 2.6992 | -2.5302
35554 | jun | 6.3543 | 3.5557 | 2.7986 | -1.3694
35555 | jun | 6.3452 | 3.5032 | 2.842 | -0.745
35563 | jun | 6.3869 | 3.5524 | 2.8345 | -1.4768
35564 | jun | 6.3379 | 3.6324 | 2.7055 | -2.424
35565 | jun | 6.306 | 3.6502 | 2.6559 | -2.7516
35570 | jun | 6.3825 | 3.5683 | 2.8142 | -1.7463
35571 | jun | 6.363 | 3.609 | 2.7541 | -2.1899
35572 | jun | 6.2925 | 3.6223 | 2.6702 | -2.8875
35574 | jun | 6.3376 | 3.4601 | 2.8774 | -0.80267
35575 | jun | 6.3283 | 3.6 | 2.7283 | -2.1601
35576 | jun | 6.3645 | 3.3885 | 2.9761 | -0.68256
35578 | jun | 6.3384 | 3.5635 | 2.7749 | -1.7018
35579 | jun | 6.2795 | 3.4703 | 2.8092 | -0.36767
35580 | jun | 6.2891 | 3.4466 | 2.8425 | -0.13433
35581 | jun | 6.3152 | 3.6723 | 2.6429 | -2.707
35582 | jun | 6.4503 | 3.5456 | 2.9047 | -1.7475
35585 | jun | 6.3363 | 3.6571 | 2.6792 | -2.4735
35586 | jun | 6.4226 | 3.483 | 2.9396 | -0.95597
35587 | jun | 6.2953 | 3.5161 | 2.7792 | -0.94549
35592 | jun | 6.3993 | 3.4636 | 2.9357 | -0.87591
35593 | jun | 6.4124 | 3.5533 | 2.8591 | -1.7667
35594 | jun | 6.3729 | 3.5512 | 2.8217 | -1.3783
35601 | jun | 6.3051 | 3.5856 | 2.7195 | -3.0526
35603 | jun | 6.3025 | 3.5918 | 2.7107 | -3.1964
35610 | jun | 6.2979 | 3.5903 | 2.7076 | -3.3663
35611 | jun | 6.3007 | 3.5765 | 2.7241 | -3.0595
35613 | jun | 6.2697 | 3.5798 | 2.6899 | -3.998
35614 | jun | 6.282 | 3.5755 | 2.7065 | -3.3626
35616 | jun | 6.4423 | 3.5744 | 2.868 | -1.878
35618 | jun | 6.343 | 3.6054 | 2.7376 | -2.1727
35619 | jun | 6.284 | 3.6226 | 2.6614 | -3.2174
35620 | jun | 6.2545 | 3.5674 | 2.6871 | -3.9087
35621 | jun | 6.2009 | 3.6857 | 2.5152 | -5.341
35622 | jun | 6.2375 | 3.6517 | 2.5858 | -4.5679
35630 | jun | 6.4099 | 3.6525 | 2.7575 | -1.5305
35633 | jun | 6.3946 | 3.6461 | 2.7486 | -2.378
35634 | jun | 6.3601 | 3.6409 | 2.7193 | -2.4578
35640 | jun | 6.2857 | 3.6094 | 2.6763 | -3.6508
35643 | jun | 6.3249 | 3.5963 | 2.7285 | -2.582
35645 | jun | 6.3573 | 3.6233 | 2.734 | -2.3644
35646 | jun | 6.4023 | 3.627 | 2.7753 | -1.0279
35647 | jun | 6.2695 | 3.5654 | 2.7041 | -3.6105
35648 | jun | 6.3305 | 3.6056 | 2.7248 | -3.0969
35650 | jun | 6.2988 | 3.6355 | 2.6632 | -2.6796
35651 | jun | 6.3175 | 3.6544 | 2.663 | -2.2803
35652 | jun | 6.3311 | 3.597 | 2.7342 | -2.5972
35653 | jun | 6.3775 | 3.6426 | 2.7349 | -2.1806
35654 | jun | 6.3342 | 3.6714 | 2.6628 | -2.1645
35660 | jun | 6.4315 | 3.6612 | 2.7703 | -1.049
35661 | jun | 6.4293 | 3.6312 | 2.7981 | -0.88394
35670 | jun | 6.2446 | 3.644 | 2.6006 | -4.5387
35671 | jun | 6.3035 | 3.5758 | 2.7277 | -3.2466
35672 | jun | 6.3618 | 3.6152 | 2.7467 | -1.6832
35673 | jun | 6.3051 | 3.6026 | 2.7025 | -2.9176
35674 | jun | 6.3964 | 3.6589 | 2.7375 | -1.5757
35677 | jun | 6.4342 | 3.5773 | 2.8569 | -2.7096
35739 | jun | 6.2344 | 3.5733 | 2.6611 | -4.7435
35740 | jun | 6.0689 | 3.6857 | 2.3832 | -7.4993
35741 | jun | 6.2456 | 3.6425 | 2.6031 | -5.2273
35744 | jun | 6.0251 | 3.8679 | 2.1572 | -8.7111
35745 | jun | 6.0481 | 3.7831 | 2.265 | -8.772
35746 | jun | 6.066 | 3.7447 | 2.3213 | -7.5866
35747 | jun | 6.1806 | 3.7066 | 2.4741 | -5.3589
35748 | jun | 6.2103 | 3.6696 | 2.5407 | -5.7139
35749 | jun | 6.2633 | 3.5924 | 2.6709 | -4.4867
35750 | jun | 6.2332 | 3.5967 | 2.6365 | -5.3642
35751 | jun | 6.0938 | 3.7391 | 2.3547 | -7.4706
35752 | jun | 6.097 | 3.7224 | 2.3746 | -6.8658
35754 | jun | 6.2498 | 3.6476 | 2.6022 | -4.6807
35755 | jun | 6.1283 | 3.7581 | 2.3702 | -5.9882
35756 | jun | 6.3029 | 3.5798 | 2.7231 | -3.4677
35757 | jun | 6.2733 | 3.5927 | 2.6806 | -4.3102
35758 | jun | 6.2869 | 3.5901 | 2.6968 | -3.9955
35759 | jun | 6.2425 | 3.6134 | 2.6291 | -5.3019
35760 | jun | 6.2345 | 3.6743 | 2.5602 | -5.0663
35761 | jun | 6.19 | 3.6634 | 2.5266 | -6.4312
35763 | jun | 6.2612 | 3.6426 | 2.6186 | -4.835
35764 | jun | 6.152 | 3.7037 | 2.4483 | -6.3365
35765 | jun | 6.0095 | 3.8569 | 2.1527 | -9.2204
35766 | jun | 6.0822 | 3.7519 | 2.3303 | -7.9724
35768 | jun | 6.0716 | 3.7579 | 2.3136 | -7.4936
35769 | jun | 6.1216 | 3.7409 | 2.3808 | -6.1733
35771 | jun | 6.0698 | 3.8324 | 2.2375 | -7.4945
35772 | jun | 6.0468 | 3.7485 | 2.2983 | -8.0702
35773 | jun | 6.2453 | 3.5937 | 2.6516 | -4.9036
35774 | jun | 6.0857 | 3.7409 | 2.3448 | -7.3139
35775 | jun | 6.283 | 3.6082 | 2.6748 | -3.9427
35776 | jun | 6.126 | 3.7223 | 2.4037 | -6.3499
35801 | jun | 6.2575 | 3.6292 | 2.6283 | -4.9343
35802 | jun | 6.2644 | 3.6269 | 2.6375 | -4.7073
35803 | jun | 6.2603 | 3.6435 | 2.6168 | -4.686
35805 | jun | 6.2686 | 3.6158 | 2.6528 | -4.5912
35806 | jun | 6.2691 | 3.6028 | 2.6663 | -4.5122
35808 | jun | 6.2764 | 3.6083 | 2.6681 | -4.3494
35810 | jun | 6.2556 | 3.6132 | 2.6425 | -4.9491
35811 | jun | 6.2406 | 3.6338 | 2.6068 | -5.3679
35816 | jun | 6.2662 | 3.6149 | 2.6513 | -4.671
35824 | jun | 6.2991 | 3.5851 | 2.7139 | -3.6763
35898 | jun | 6.2845 | 3.6051 | 2.6795 | -4.0935
35901 | jun | 6.1863 | 3.7427 | 2.4436 | -3.0352
35903 | jun | 6.2081 | 3.7302 | 2.4779 | -2.5998
35904 | jun | 6.1643 | 3.761 | 2.4033 | -3.6276
35905 | jun | 6.246 | 3.7152 | 2.5308 | -1.7668
35906 | jun | 6.2389 | 3.714 | 2.525 | -2.0191
35907 | jun | 6.2656 | 3.7015 | 2.5641 | -1.4141
35950 | jun | 6.1132 | 3.7887 | 2.3245 | -5.8239
35951 | jun | 6.1097 | 3.8024 | 2.3073 | -6.1869
35952 | jun | 6.1354 | 3.7639 | 2.3716 | -4.5366
35953 | jun | 6.2113 | 3.7309 | 2.4804 | -2.0802
35954 | jun | 6.1519 | 3.7767 | 2.3751 | -4.1163
35956 | jun | 6.121 | 3.8035 | 2.3175 | -5.1961
35957 | jun | 6.1122 | 3.8057 | 2.3066 | -5.6604
35958 | jun | 6.0199 | 3.7197 | 2.3001 | -8.4733
35959 | jun | 6.1125 | 3.7802 | 2.3322 | -4.7567
35960 | jun | 6.1914 | 3.7454 | 2.4461 | -3.097
35961 | jun | 6.0828 | 3.8552 | 2.2276 | -6.4438
35962 | jun | 6.0901 | 3.8478 | 2.2424 | -6.589
35963 | jun | 6.0488 | 3.8892 | 2.1596 | -7.6285
35966 | jun | 6.0031 | 3.8063 | 2.1968 | -9.2908
35967 | jun | 6.0228 | 3.9224 | 2.1005 | -8.5945
35968 | jun | 5.9889 | 3.9578 | 2.0311 | -9.7224
35971 | jun | 6.0309 | 3.8976 | 2.1333 | -8.3476
35972 | jun | 6.1463 | 3.7714 | 2.375 | -4.0386
35973 | jun | 6.0617 | 3.8201 | 2.2416 | -6.5482
35974 | jun | 6.0743 | 3.8622 | 2.212 | -7.2148
35975 | jun | 6.0911 | 3.8295 | 2.2616 | -7.0054
35976 | jun | 6.1527 | 3.7322 | 2.4205 | -5.3658
35978 | jun | 5.9525 | 3.9477 | 2.0048 | -10.688
35979 | jun | 5.974 | 3.8043 | 2.1697 | -9.7376
35980 | jun | 6.1342 | 3.7432 | 2.391 | -5.0344
35981 | jun | 5.9517 | 3.8909 | 2.0608 | -10.5766
35983 | jun | 6.1461 | 3.7875 | 2.3586 | -4.4503
35984 | jun | 5.9511 | 3.9536 | 1.9975 | -10.5877
35986 | jun | 5.9947 | 3.9399 | 2.0548 | -9.466
35987 | jun | 6.1625 | 3.7564 | 2.4061 | -3.3553
35988 | jun | 5.9669 | 3.9628 | 2.0041 | -10.2745
35989 | jun | 5.9362 | 3.9609 | 1.9753 | -11.0936
36003 | jun | 6.3946 | 3.4913 | 2.9032 | 2.8408
36005 | may | 5.9267 | 3.465 | 2.4617 | 2.4808
36006 | jun | 6.3284 | 3.4526 | 2.8757 | 1.5617
36009 | may | 5.8963 | 3.734 | 2.1623 | 0.71802
36010 | may | 5.9743 | 3.3986 | 2.5757 | 3.0739
36013 | jun | 6.4444 | 3.7847 | 2.6597 | 3.5222
36016 | may | 5.9864 | 3.4228 | 2.5636 | 4.641
36017 | may | 6.0014 | 3.3876 | 2.6138 | 3.7572
36020 | jun | 6.4055 | 3.471 | 2.9345 | 2.9105
36022 | jun | 6.3474 | 3.4722 | 2.8752 | 1.4621
36024 | jun | 6.3583 | 3.6423 | 2.7159 | 1.5365
36025 | jun | 6.3861 | 3.4752 | 2.9109 | 2.4501
36026 | jun | 6.3135 | 3.6299 | 2.6836 | 0.30463
36027 | may | 6.0768 | 3.3555 | 2.7212 | 7.1725
36028 | may | 5.8891 | 3.7888 | 2.1003 | 0.069352
36029 | jun | 6.4351 | 3.9889 | 2.4461 | 2.7391
36030 | jun | 6.3186 | 4.0031 | 2.3155 | 0.055492
36031 | jun | 6.4755 | 4.0748 | 2.4007 | 3.1798
36032 | jun | 6.334 | 3.7992 | 2.5348 | 1.6741
36033 | jun | 6.3228 | 4.3216 | 2.0012 | -1.0804
36034 | may | 5.9557 | 3.583 | 2.3727 | 1.8797
36035 | jun | 6.3921 | 3.9661 | 2.4261 | 2.1411
36036 | jun | 6.3964 | 3.8477 | 2.5487 | 2.45
36037 | jun | 6.3174 | 4.0895 | 2.228 | 0.29274
36038 | may | 5.8972 | 3.8334 | 2.0638 | -0.59901
36039 | jun | 6.4755 | 3.9256 | 2.5499 | 3.5235
36040 | jun | 6.3977 | 3.6286 | 2.7691 | 2.688
36041 | jun | 6.354 | 3.8361 | 2.5179 | 2.1269
36042 | jun | 6.3314 | 3.9055 | 2.4258 | 1.5484
36043 | jun | 6.4269 | 3.527 | 2.8998 | 3.4021
36046 | jun | 6.3736 | 3.748 | 2.6256 | 2.5361
36047 | jun | 6.3754 | 3.6636 | 2.7118 | 2.6947
36048 | may | 5.9595 | 3.4279 | 2.5315 | 3.3236
36049 | jun | 6.3596 | 4.0245 | 2.3352 | 1.6226
36051 | jun | 6.3215 | 3.456 | 2.8655 | 0.87768
36052 | jun | 6.439 | 3.8435 | 2.5954 | 3.0336
36053 | may | 5.9733 | 3.438 | 2.5353 | 4.6612
36054 | jun | 6.4098 | 3.4577 | 2.9521 | 2.9567
36064 | jun | 6.4395 | 3.6978 | 2.7417 | 3.5445
36066 | jun | 6.3975 | 3.4468 | 2.9506 | 2.6321
36067 | jun | 6.376 | 3.4557 | 2.9202 | 2.2998
36069 | jun | 6.4185 | 3.7531 | 2.6654 | 2.9663
36071 | jun | 6.3542 | 4.1218 | 2.2324 | 1.0096
36075 | jun | 6.4504 | 3.7642 | 2.6861 | 3.6412
36078 | jun | 6.4116 | 3.6825 | 2.7291 | 2.7157
36079 | may | 5.9354 | 3.5387 | 2.3967 | 2.3912
36080 | jun | 6.3346 | 3.5167 | 2.8179 | 1.1388
36081 | jun | 6.4378 | 4.05 | 2.3878 | 2.305
36082 | may | 5.9205 | 3.5276 | 2.3929 | 2.3596
36083 | jun | 6.5323 | 3.8372 | 2.6951 | 4.0223
36088 | jun | 6.5349 | 3.8119 | 2.723 | 3.9725
36089 | may | 5.8948 | 3.5113 | 2.3835 | 2.8796
36091 | jun | 6.313 | 3.4461 | 2.8669 | 0.35628
36092 | jun | 6.3668 | 3.5445 | 2.8223 | 2.0122
36093 | jun | 6.3957 | 3.5749 | 2.8209 | 2.9258
36104 | jun | 6.4341 | 3.4662 | 2.9679 | 3.5922
36105 | jun | 6.4232 | 3.5674 | 2.8557 | 3.5064
36106 | jun | 6.43 | 3.5149 | 2.9152 | 3.6681
36107 | jun | 6.4331 | 3.4893 | 2.9438 | 3.6639
36108 | jun | 6.4366 | 3.4552 | 2.9814 | 3.5323
36109 | jun | 6.4312 | 3.5098 | 2.9214 | 3.6822
36110 | jun | 6.4239 | 3.4907 | 2.9332 | 3.4397
36111 | jun | 6.4296 | 3.5107 | 2.9189 | 3.6633
36112 | jun | 6.4356 | 3.4533 | 2.9823 | 3.5712
36113 | jun | 6.4349 | 3.4625 | 2.9725 | 3.5931
36115 | jun | 6.434 | 3.4931 | 2.9408 | 3.7022
36116 | jun | 6.4309 | 3.6041 | 2.8269 | 3.5809
36117 | jun | 6.422 | 3.5986 | 2.8234 | 3.5721
36201 | jun | 6.2927 | 3.727 | 2.5657 | -0.25743
36203 | jun | 6.2846 | 3.7476 | 2.537 | -0.31773
36205 | jun | 6.2575 | 3.7457 | 2.5118 | -1.1025
36206 | jun | 6.2609 | 3.7401 | 2.5208 | -1.0456
36207 | jun | 6.2468 | 3.7594 | 2.4874 | -1.2695
36250 | jun | 6.2805 | 3.7062 | 2.5743 | -0.54617
36251 | jun | 6.2647 | 3.8409 | 2.4238 | -1.8732
36255 | jun | 6.3076 | 3.7325 | 2.5751 | -0.66929
36256 | jun | 6.3561 | 3.6472 | 2.7089 | 0.3821
36258 | jun | 6.2524 | 3.7924 | 2.46 | -1.4196
36260 | jun | 6.3051 | 3.7758 | 2.5293 | -0.17466
36262 | jun | 6.2046 | 3.8053 | 2.3993 | -2.49
36263 | jun | 6.2844 | 3.7058 | 2.5786 | -0.68883
36264 | jun | 6.244 | 3.7619 | 2.4821 | -1.3541
36265 | jun | 6.2408 | 3.742 | 2.4988 | -1.7347
36266 | jun | 6.2635 | 3.8008 | 2.4627 | -1.4894
36267 | jun | 6.2807 | 3.8083 | 2.4725 | -1.4186
36268 | jun | 6.2789 | 3.8234 | 2.4555 | -0.92312
36269 | jun | 6.2242 | 3.7895 | 2.4347 | -2.0843
36271 | jun | 6.2813 | 3.7179 | 2.5634 | -0.73871
36272 | jun | 6.209 | 3.7727 | 2.4363 | -2.5957
36273 | jun | 6.2661 | 3.7374 | 2.5288 | -1.0844
36274 | jun | 6.362 | 3.5405 | 2.8214 | 1.0135
36276 | jun | 6.3472 | 3.6054 | 2.7418 | 0.62989
36277 | jun | 6.2615 | 3.7337 | 2.5279 | -1.0531
36278 | jun | 6.2949 | 3.6709 | 2.6239 | -0.15704
36279 | jun | 6.2637 | 3.7106 | 2.5531 | -1.2231
36280 | jun | 6.2985 | 3.6704 | 2.6281 | -0.28167
36301 | may | 6.1455 | 3.4121 | 2.7335 | 4.0624
36303 | may | 6.1527 | 3.3958 | 2.7569 | 4.3481
36305 | may | 6.1379 | 3.3255 | 2.8125 | 4.1886
36310 | may | 6.096 | 3.4605 | 2.6355 | 5.2317
36311 | may | 6.0202 | 3.3349 | 2.6853 | 3.673
36312 | may | 6.1996 | 3.5271 | 2.6725 | 4.4203
36314 | may | 6.1071 | 3.3632 | 2.7439 | 2.0091
36316 | may | 6.054 | 3.3232 | 2.7308 | 2.5072
36317 | may | 6.0685 | 3.4016 | 2.6669 | 4.5245
36318 | may | 6.0472 | 3.426 | 2.6213 | 1.5846
36319 | may | 6.183 | 3.5596 | 2.6234 | 4.815
36320 | may | 6.1854 | 3.485 | 2.7004 | 4.119
36321 | may | 6.1747 | 3.4797 | 2.695 | 4.3408
36322 | may | 6.0738 | 3.1584 | 2.9154 | 4.1986
36323 | may | 5.9812 | 3.5351 | 2.4461 | 1.4912
36330 | may | 6.0433 | 3.2853 | 2.758 | 3.1901
36340 | may | 6.0936 | 3.4318 | 2.6618 | 1.3315
36343 | may | 6.2268 | 3.6217 | 2.6051 | 4.4256
36344 | may | 6.095 | 3.292 | 2.803 | 3.0064
36345 | may | 6.1488 | 3.4477 | 2.7012 | 4.5739
36346 | may | 6.0001 | 3.4245 | 2.5756 | 2.6718
36349 | may | 6.1242 | 3.3351 | 2.7891 | 3.876
36350 | may | 6.1154 | 3.3042 | 2.8112 | 4.5807
36351 | may | 6.0268 | 3.3817 | 2.6451 | 2.5649
36352 | may | 6.1145 | 3.2032 | 2.9112 | 4.481
36353 | may | 6.1177 | 3.4157 | 2.7021 | 4.6534
36360 | may | 6.079 | 3.2502 | 2.8288 | 4.3601
36362 | may | 6.0724 | 3.2022 | 2.8702 | 4.2171
36370 | may | 6.2219 | 3.5848 | 2.6371 | 4.498
36373 | may | 6.1519 | 3.5208 | 2.631 | 5.4875
36374 | may | 6.0575 | 3.3398 | 2.7177 | 4.1845
36375 | may | 6.1211 | 3.3374 | 2.7838 | 3.5526
36376 | may | 6.1717 | 3.4995 | 2.6722 | 4.4335
36401 | may | 5.824 | 4.1153 | 1.7087 | -2.7412
36420 | may | 5.935 | 3.947 | 1.988 | -2.226
36421 | may | 5.9335 | 3.819 | 2.1145 | -0.96027
36425 | jun | 6.2917 | 4.1685 | 2.1232 | -1.4415
36426 | may | 5.8665 | 4.3065 | 1.56 | -4.7148
36432 | may | 5.8264 | 4.2745 | 1.5519 | -4.2568
36435 | jun | 6.3123 | 3.9101 | 2.4022 | -0.60862
36436 | jun | 6.2682 | 3.9832 | 2.285 | -2.0835
36441 | oct | 3.9119 | 2.3595 | 1.5524 | -5.012
36442 | may | 6.0303 | 3.7582 | 2.272 | -1.777
36444 | jun | 6.3074 | 4.1563 | 2.1511 | -1.9747
36445 | jun | 6.2838 | 4.54 | 1.7438 | -3.7167
36446 | jun | 6.2747 | 3.965 | 2.3097 | -1.7178
36451 | jun | 6.2881 | 4.0578 | 2.2302 | -2.3474
36453 | may | 6.0204 | 3.6218 | 2.3987 | 0.026564
36454 | oct | 3.7731 | 2.2707 | 1.5024 | -4.7252
36456 | jun | 6.3318 | 4.4719 | 1.8599 | -1.5985
36460 | jun | 6.2756 | 4.5114 | 1.7642 | -3.5738
36467 | may | 5.9868 | 3.7216 | 2.2652 | -0.59715
36471 | jun | 6.2856 | 4.3295 | 1.9561 | -2.5262
36473 | oct | 3.7753 | 2.2859 | 1.4894 | -4.8905
36474 | may | 5.8761 | 3.9517 | 1.9244 | -1.3481
36475 | jun | 6.2721 | 4.6916 | 1.5805 | -4.153
36477 | may | 6.0646 | 3.5707 | 2.4939 | 0.10747
36480 | jun | 6.3144 | 4.6307 | 1.6837 | -3.6502
36481 | jun | 6.3122 | 4.0751 | 2.2371 | -1.3826
36482 | jun | 6.297 | 4.1393 | 2.1577 | -2.2187
36483 | may | 5.9607 | 3.9212 | 2.0395 | -2.5888
36502 | oct | 3.8504 | 2.3377 | 1.5127 | -4.9121
36505 | may | 5.9226 | 4.1831 | 1.7395 | -3.1611
36507 | oct | 4.0215 | 2.3698 | 1.6516 | -4.2726
36509 | may | 5.9918 | 3.9795 | 2.0122 | -2.1388
36511 | may | 6.0556 | 3.8334 | 2.2222 | -1.1284
36515 | jun | 6.3453 | 4.4698 | 1.8755 | -2.7353
36518 | jun | 6.3173 | 4.034 | 2.2833 | -2.2877
36521 | may | 5.9192 | 4.1533 | 1.7659 | -3.3157
36522 | jun | 6.3722 | 4.5201 | 1.8521 | -3.6469
36523 | may | 6.0085 | 3.9235 | 2.0851 | -2.1095
36524 | jun | 6.311 | 3.7658 | 2.5451 | -0.9111
36525 | oct | 4.017 | 2.2598 | 1.7573 | -3.1726
36526 | may | 5.9478 | 4.2793 | 1.6685 | -4.3878
36527 | oct | 4.07 | 2.3267 | 1.7433 | -3.6975
36529 | jun | 6.3541 | 4.3497 | 2.0044 | -3.4505
36530 | may | 6.0344 | 3.8308 | 2.2036 | -1.1657
36532 | may | 5.9763 | 4.1554 | 1.8209 | -3.5896
36535 | may | 6.0272 | 3.9625 | 2.0647 | -2.0155
36538 | jun | 6.3292 | 3.8942 | 2.435 | -1.3091
36539 | jun | 6.3226 | 4.1845 | 2.1381 | -3.0906
36540 | jun | 6.3047 | 4.3884 | 1.9163 | -2.9076
36541 | may | 5.9773 | 4.0564 | 1.9209 | -2.3206
36542 | may | 6.051 | 3.7622 | 2.2887 | -0.70264
36544 | may | 5.9961 | 3.9298 | 2.0663 | -2.0943
36545 | jun | 6.3229 | 4.2301 | 2.0928 | -2.4018
36548 | jun | 6.3289 | 4.196 | 2.1329 | -2.279
36549 | may | 6.015 | 3.6219 | 2.3931 | 0.1236
36550 | jun | 6.3619 | 4.7226 | 1.6393 | -3.4218
36551 | may | 5.9555 | 4.3105 | 1.645 | -4.3512
36553 | jun | 6.3754 | 4.4503 | 1.9251 | -2.8085
36555 | may | 6.0178 | 4.063 | 1.9548 | -2.6599
36558 | jun | 6.2907 | 3.901 | 2.3897 | -1.7597
36560 | jun | 6.3865 | 4.672 | 1.7145 | -3.205
36561 | may | 6.0285 | 3.6272 | 2.4012 | 0.064952
36562 | oct | 3.9133 | 2.3468 | 1.5665 | -4.5859
36567 | may | 6.0085 | 4.1451 | 1.8633 | -3.1377
36569 | jun | 6.3372 | 4.07 | 2.2671 | -1.9056
36571 | may | 5.9509 | 4.0838 | 1.8671 | -2.8441
36572 | may | 5.9567 | 4.132 | 1.8247 | -3.0088
36574 | may | 6.0412 | 3.9161 | 2.1252 | -1.668
36575 | may | 5.9621 | 4.0233 | 1.9389 | -2.7706
36576 | may | 5.9721 | 4.2204 | 1.7517 | -3.801
36578 | oct | 4.0491 | 2.4142 | 1.6349 | -4.4935
36579 | oct | 3.9297 | 2.2735 | 1.6562 | -3.4522
36580 | may | 6.0041 | 4.099 | 1.9051 | -2.93
36582 | may | 6.0017 | 3.8458 | 2.156 | -1.9791
36583 | jun | 6.3343 | 4.1636 | 2.1707 | -2.8384
36584 | jun | 6.3052 | 4.2104 | 2.0948 | -3.5676
36585 | jun | 6.3465 | 4.2452 | 2.1013 | -2.392
36587 | may | 5.9497 | 4.107 | 1.8427 | -3.198
36602 | may | 5.9858 | 3.9489 | 2.0369 | -2.5797
36603 | may | 5.9897 | 3.8922 | 2.0975 | -2.3459
36604 | may | 5.9944 | 3.8373 | 2.1571 | -2.0932
36605 | may | 5.9983 | 3.7075 | 2.2908 | -1.7553
36606 | may | 5.9947 | 3.8094 | 2.1853 | -1.9793
36607 | may | 5.9929 | 3.8593 | 2.1336 | -2.1006
36608 | may | 5.9745 | 3.9955 | 1.979 | -2.5478
36609 | may | 5.9899 | 3.8535 | 2.1364 | -2.1014
36610 | may | 5.9886 | 3.9794 | 2.0092 | -2.4928
36611 | may | 5.9831 | 3.9804 | 2.0027 | -2.424
36612 | may | 5.9875 | 3.9497 | 2.0378 | -2.3339
36613 | may | 5.9638 | 4.0265 | 1.9374 | -2.7299
36615 | may | 5.9943 | 3.7577 | 2.2366 | -1.9513
36617 | may | 5.9931 | 3.8861 | 2.107 | -2.1611
36618 | may | 5.9792 | 3.9508 | 2.0284 | -2.4068
36619 | may | 5.9957 | 3.8205 | 2.1752 | -1.9648
36688 | may | 5.9836 | 3.9103 | 2.0732 | -2.2756
36693 | may | 5.9942 | 3.7933 | 2.2009 | -1.9362
36695 | may | 5.9827 | 3.9659 | 2.0168 | -2.3591
36701 | jun | 6.368 | 3.5624 | 2.8056 | 2.5631
36703 | jun | 6.4054 | 3.5529 | 2.8525 | 3.0369
36720 | jun | 6.3476 | 3.6495 | 2.6981 | 0.93619
36722 | jun | 6.3427 | 3.6028 | 2.7399 | 0.2788
36726 | jun | 6.3218 | 3.8193 | 2.5025 | 0.15375
36727 | jun | 6.3091 | 3.5909 | 2.7182 | -0.35343
36728 | jun | 6.3451 | 3.589 | 2.7561 | 0.61629
36732 | jun | 6.3029 | 3.2779 | 3.0251 | 0.82593
36736 | jun | 6.2991 | 3.5619 | 2.7372 | -0.46715
36738 | jun | 6.315 | 3.3703 | 2.9447 | 0.64578
36740 | jun | 6.3064 | 3.1864 | 3.12 | 1.0443
36742 | jun | 6.3133 | 3.2823 | 3.031 | 0.83115
36744 | jun | 6.3164 | 3.2547 | 3.0617 | 0.74617
36748 | jun | 6.2949 | 3.3905 | 2.9044 | 0.44281
36749 | jun | 6.3612 | 3.5057 | 2.8555 | 2.3419
36750 | jun | 6.3172 | 3.42 | 2.8972 | 0.93611
36751 | jun | 6.2861 | 3.838 | 2.4481 | -1.0057
36752 | jun | 6.4331 | 3.5161 | 2.9169 | 3.1676
36754 | jun | 6.3072 | 3.5194 | 2.7878 | 0.010158
36756 | jun | 6.3389 | 3.4055 | 2.9334 | 1.2995
36758 | jun | 6.3396 | 3.4791 | 2.8605 | 1.8599
36759 | jun | 6.3409 | 3.501 | 2.84 | 1.8276
36761 | jun | 6.3376 | 3.7651 | 2.5725 | 1.3795
36765 | jun | 6.3142 | 3.3016 | 3.0126 | 0.76554
36767 | jun | 6.3565 | 3.6165 | 2.74 | 1.8189
36768 | jun | 6.3122 | 3.9402 | 2.372 | 0.1112
36769 | jun | 6.3161 | 3.7078 | 2.6083 | -0.2237
36773 | jun | 6.3463 | 3.5362 | 2.8102 | 1.0977
36775 | jun | 6.352 | 3.6653 | 2.6867 | 2.2546
36776 | jun | 6.3078 | 3.2027 | 3.1051 | 1.0553
36782 | jun | 6.3031 | 3.4675 | 2.8356 | 0.019721
36783 | jun | 6.3269 | 3.4862 | 2.8407 | 0.42499
36784 | jun | 6.2966 | 3.6872 | 2.6094 | -0.98847
36785 | jun | 6.3906 | 3.629 | 2.7616 | 2.6416
36786 | jun | 6.3209 | 3.4027 | 2.9182 | 0.85844
36790 | jun | 6.3293 | 3.445 | 2.8843 | 1.4409
36792 | jun | 6.3141 | 3.4024 | 2.9117 | 0.38047
36793 | jun | 6.3329 | 3.4091 | 2.9237 | 0.94826
36801 | jun | 6.4959 | 3.5368 | 2.9591 | 2.9609
36804 | jun | 6.5644 | 3.5833 | 2.9811 | 4.8741
36830 | jun | 6.5296 | 3.6693 | 2.8603 | 3.8893
36832 | jun | 6.4844 | 3.6702 | 2.8143 | 3.2018
36849 | jun | 6.5031 | 3.6324 | 2.8707 | 3.3514
36850 | jun | 6.4184 | 3.6136 | 2.8047 | 1.7902
36852 | jun | 6.4937 | 3.395 | 3.0987 | 3.3973
36853 | jun | 6.4089 | 3.6324 | 2.7764 | 1.4567
36854 | jun | 6.5443 | 3.3732 | 3.1711 | 4.0888
36855 | jun | 6.4212 | 3.3994 | 3.0218 | 2.3577
36856 | jun | 6.7456 | 3.5019 | 3.2437 | 10.546
36858 | jun | 6.6461 | 3.7033 | 2.9429 | 7.0613
36860 | jun | 6.6168 | 3.8228 | 2.794 | 6.1112
36861 | jun | 6.3918 | 3.6442 | 2.7476 | 0.99518
36862 | jun | 6.4342 | 3.4749 | 2.9593 | 2.0158
36863 | jun | 6.4626 | 3.3086 | 3.1541 | 3.2096
36866 | jun | 6.488 | 3.7177 | 2.7703 | 3.0679
36867 | jun | 6.7378 | 3.4918 | 3.2461 | 8.2068
36869 | jun | 6.7075 | 3.4816 | 3.2259 | 9.0255
36870 | jun | 6.6861 | 3.4881 | 3.1981 | 7.8461
36871 | jun | 6.7179 | 3.6493 | 3.0686 | 9.3571
36874 | jun | 6.6067 | 3.5098 | 3.0969 | 5.6676
36875 | jun | 6.6924 | 3.558 | 3.1344 | 8.8553
36877 | jun | 6.6953 | 3.4875 | 3.2078 | 6.8947
36879 | jun | 6.436 | 3.5976 | 2.8384 | 2.1739
36904 | jun | 6.2688 | 3.4808 | 2.7879 | -0.40102
36907 | jun | 6.2953 | 3.2978 | 2.9975 | -0.17496
36908 | jun | 6.2738 | 3.6529 | 2.6209 | -0.86708
36910 | jun | 6.2926 | 3.3756 | 2.917 | 0.080249
36912 | jun | 6.2371 | 3.399 | 2.8381 | -0.52156
36915 | jun | 6.235 | 3.5834 | 2.6516 | -0.94205
36916 | jun | 6.3038 | 3.3649 | 2.9389 | 0.45298
36919 | jun | 6.2774 | 3.7715 | 2.5058 | -1.2402
36921 | jun | 6.3014 | 3.5884 | 2.713 | -0.51323
36922 | jun | 6.2965 | 3.3376 | 2.9589 | 0.24619
36925 | jun | 6.3095 | 3.2619 | 3.0477 | 0.3485
37010 | jun | 6.5109 | 3.5234 | 2.9875 | 1.7963
37012 | jun | 6.1715 | 3.7878 | 2.3838 | -3.7145
37013 | jun | 6.4108 | 3.2393 | 3.1716 | 3.5683
37014 | jun | 6.3356 | 3.2871 | 3.0485 | 0.8536
37015 | jun | 6.4473 | 3.5249 | 2.9224 | 1.6187
37016 | jun | 6.1726 | 3.7484 | 2.4242 | -4.2579
37018 | jun | 6.1474 | 3.682 | 2.4654 | -5.7194
37019 | jun | 6.1821 | 3.4602 | 2.722 | -4.7532
37020 | jun | 6.1892 | 3.5206 | 2.6687 | -4.5242
37022 | jun | 6.3342 | 3.7291 | 2.6051 | -0.64701
37023 | jun | 6.532 | 3.4643 | 3.0676 | 0.6885
37025 | jun | 6.3668 | 3.6109 | 2.7559 | -1.5887
37026 | jun | 6.1374 | 3.739 | 2.3984 | -5.4898
37027 | jun | 6.3949 | 3.3115 | 3.0834 | 2.3803
37028 | jun | 6.5553 | 3.5153 | 3.04 | 0.4152
37029 | jun | 6.3877 | 3.6322 | 2.7555 | -1.0229
37030 | jun | 6.2038 | 3.8085 | 2.3952 | -2.8909
37031 | jun | 6.3551 | 3.654 | 2.7011 | -0.16611
37032 | jun | 6.4618 | 3.5349 | 2.9269 | 1.8007
37033 | jun | 6.3754 | 3.572 | 2.8034 | -2.9236
37034 | jun | 6.2454 | 3.3635 | 2.8818 | -2.3036
37035 | jun | 6.4655 | 3.552 | 2.9135 | 1.4159
37036 | jun | 6.4738 | 3.6104 | 2.8634 | 0.16022
37037 | jun | 6.2032 | 3.5306 | 2.6726 | -4.0755
37040 | jun | 6.5353 | 3.5056 | 3.0298 | 1.4659
37042 | jun | 6.5347 | 3.4411 | 3.0936 | 1.8205
37043 | jun | 6.5282 | 3.5339 | 2.9943 | 1.507
37046 | jun | 6.3088 | 3.3338 | 2.975 | -0.62798
37047 | jun | 6.187 | 3.4833 | 2.7037 | -4.6934
37048 | jun | 6.3831 | 3.5923 | 2.7908 | 1.3749
37049 | jun | 6.3923 | 3.6054 | 2.7869 | 1.3758
37050 | jun | 6.5132 | 3.5625 | 2.9507 | -0.12716
37051 | jun | 6.4882 | 3.6103 | 2.8779 | -0.15344
37052 | jun | 6.5048 | 3.5825 | 2.9224 | 0.4019
37055 | jun | 6.4183 | 3.6626 | 2.7558 | -1.6226
37057 | jun | 6.209 | 3.8313 | 2.3777 | -2.6266
37058 | jun | 6.5539 | 3.5732 | 2.9807 | -0.16162
37059 | jun | 6.1405 | 3.8339 | 2.3066 | -4.4056
37060 | jun | 6.2725 | 3.3466 | 2.9259 | -1.2859
37061 | jun | 6.4926 | 3.6101 | 2.8825 | -0.92456
37062 | jun | 6.3772 | 3.5426 | 2.8347 | -0.39641
37064 | jun | 6.347 | 3.4225 | 2.9246 | -0.040508
37066 | jun | 6.3823 | 3.5825 | 2.7998 | 1.1193
37067 | jun | 6.3559 | 3.3146 | 3.0414 | 1.3095
37069 | jun | 6.3757 | 3.3876 | 2.9881 | 1.4111
37072 | jun | 6.4066 | 3.4792 | 2.9274 | 2.5244
37073 | jun | 6.3987 | 3.5281 | 2.8707 | 1.9599
37074 | jun | 6.2807 | 3.7648 | 2.5158 | -1.6038
37075 | jun | 6.415 | 3.4713 | 2.9437 | 2.5332
37076 | jun | 6.4271 | 3.2859 | 3.1412 | 3.8055
37078 | jun | 6.4933 | 3.6104 | 2.8829 | -1.9623
37079 | jun | 6.523 | 3.5037 | 3.0192 | 0.43023
37080 | jun | 6.4302 | 3.4915 | 2.9386 | 2.2244
37082 | jun | 6.4124 | 3.5355 | 2.8768 | 0.59783
37083 | jun | 6.2035 | 3.8931 | 2.3104 | -2.9579
37085 | jun | 6.2355 | 3.6134 | 2.6222 | -3.2188
37086 | jun | 6.3897 | 3.2522 | 3.1375 | 2.8902
37087 | jun | 6.3412 | 3.627 | 2.7142 | -0.39735
37090 | jun | 6.3054 | 3.5818 | 2.7236 | -1.0608
37091 | jun | 6.206 | 3.4123 | 2.7936 | -3.6718
37095 | jun | 6.1498 | 3.8135 | 2.3364 | -4.3332
37096 | jun | 6.4254 | 3.5633 | 2.862 | -3.2785
37097 | jun | 6.4792 | 3.5894 | 2.8897 | -2.5288
37098 | jun | 6.3563 | 3.5861 | 2.7702 | -1.8412
37101 | jun | 6.463 | 3.6427 | 2.8203 | -1.8827
37110 | jun | 6.008 | 3.8341 | 2.1739 | -5.8361
37115 | jun | 6.4392 | 3.3832 | 3.056 | 3.5675
37118 | jun | 6.1904 | 3.6993 | 2.4911 | -4.2197
37122 | jun | 6.4035 | 3.3978 | 3.0057 | 2.2247
37127 | jun | 6.2174 | 3.5484 | 2.6689 | -3.7655
37128 | jun | 6.27 | 3.4035 | 2.8665 | -1.8025
37129 | jun | 6.3106 | 3.42 | 2.8905 | -0.94729
37130 | jun | 6.2424 | 3.5547 | 2.6877 | -3.1702
37132 | jun | 6.2519 | 3.5119 | 2.74 | -2.9079
37134 | jun | 6.5327 | 3.6251 | 2.9077 | -1.3373
37135 | jun | 6.3646 | 3.2648 | 3.0998 | 1.9083
37137 | jun | 6.4033 | 3.6107 | 2.7926 | -2.2627
37138 | jun | 6.4401 | 3.3711 | 3.069 | 3.5035
37140 | jun | 6.4562 | 3.6046 | 2.8517 | -2.3211
37141 | jun | 6.3972 | 3.6185 | 2.7787 | 1.3359
37142 | jun | 6.5138 | 3.5477 | 2.9661 | 0.52966
37143 | jun | 6.4206 | 3.4854 | 2.9352 | 1.4741
37144 | jun | 6.1978 | 3.5044 | 2.6934 | -5.1736
37145 | jun | 6.1632 | 3.8749 | 2.2883 | -3.44
37146 | jun | 6.4395 | 3.5373 | 2.9022 | 1.6704
37148 | jun | 6.3572 | 3.6824 | 2.6748 | 0.41665
37149 | jun | 6.1769 | 3.6776 | 2.4993 | -4.7023
37150 | jun | 6.1275 | 3.9638 | 2.1637 | -3.953
37151 | jun | 6.2353 | 3.785 | 2.4503 | -2.3385
37153 | jun | 6.2595 | 3.3668 | 2.8927 | -1.6032
37160 | jun | 6.1895 | 3.5054 | 2.6841 | -5.0597
37166 | jun | 6.0852 | 3.843 | 2.2422 | -4.6029
37167 | jun | 6.3564 | 3.2979 | 3.0585 | 1.3747
37171 | jun | 6.5072 | 3.5841 | 2.9231 | 0.71643
37172 | jun | 6.4168 | 3.5516 | 2.8652 | 1.8196
37174 | jun | 6.3102 | 3.3803 | 2.9299 | -1.2563
37175 | jun | 6.5322 | 3.6188 | 2.9134 | -0.91204
37178 | jun | 6.5109 | 3.603 | 2.9079 | -0.92339
37179 | jun | 6.3259 | 3.3922 | 2.9337 | -0.59605
37180 | jun | 6.2246 | 3.3986 | 2.826 | -3.013
37181 | jun | 6.4734 | 3.6365 | 2.8369 | -0.82348
37183 | jun | 6.157 | 3.6083 | 2.5487 | -6.0202
37184 | jun | 6.2074 | 3.7222 | 2.4852 | -3.2408
37185 | jun | 6.5077 | 3.6253 | 2.8824 | -1.5395
37186 | jun | 6.3053 | 3.8151 | 2.4903 | -1.5283
37187 | jun | 6.4305 | 3.5949 | 2.8356 | 0.13722
37188 | jun | 6.3901 | 3.5642 | 2.8259 | 1.6833
37189 | jun | 6.4355 | 3.4378 | 2.9977 | 2.9379
37190 | jun | 6.1331 | 3.787 | 2.3461 | -4.9727
37191 | jun | 6.5196 | 3.4675 | 3.0521 | 1.1729
37201 | jun | 6.4423 | 3.3486 | 3.0937 | 3.5327
37203 | jun | 6.4408 | 3.3469 | 3.0939 | 3.4403
37204 | jun | 6.4411 | 3.3161 | 3.125 | 3.5395
37205 | jun | 6.4262 | 3.3813 | 3.0449 | 2.7203
37206 | jun | 6.4438 | 3.3382 | 3.1055 | 3.767
37207 | jun | 6.4418 | 3.3848 | 3.057 | 3.5002
37208 | jun | 6.4406 | 3.371 | 3.0696 | 3.3127
37209 | jun | 6.4297 | 3.4264 | 3.0032 | 2.4095
37210 | jun | 6.4433 | 3.3162 | 3.1271 | 3.7799
37211 | jun | 6.4313 | 3.2792 | 3.1521 | 3.5618
37212 | jun | 6.4385 | 3.3463 | 3.0923 | 3.3327
37213 | jun | 6.4433 | 3.344 | 3.0992 | 3.6183
37214 | jun | 6.4381 | 3.3076 | 3.1306 | 3.8914
37215 | jun | 6.4253 | 3.3475 | 3.0778 | 2.9146
37216 | jun | 6.4441 | 3.3572 | 3.0869 | 3.771
37217 | jun | 6.4346 | 3.2659 | 3.1687 | 4.0156
37218 | jun | 6.4384 | 3.428 | 3.0104 | 2.6895
37219 | jun | 6.4418 | 3.3515 | 3.0903 | 3.4925
37220 | jun | 6.4315 | 3.3086 | 3.1229 | 3.2824
37221 | jun | 6.4061 | 3.4353 | 2.9708 | 1.6241
37228 | jun | 6.4418 | 3.3778 | 3.064 | 3.3424
37240 | jun | 6.4389 | 3.3531 | 3.0858 | 3.3218
37301 | jun | 5.9247 | 3.875 | 2.0498 | -9.007
37302 | jun | 6.0633 | 3.3447 | 2.7186 | -4.2326
37303 | jun | 5.9946 | 3.5595 | 2.4351 | -4.1446
37305 | jun | 5.8554 | 3.8642 | 1.9912 | -9.1356
37306 | jun | 6.0921 | 3.7322 | 2.36 | -8.1684
37307 | jun | 5.958 | 3.6449 | 2.3131 | -5.7096
37308 | jun | 6.0029 | 3.3916 | 2.6113 | -4.1998
37309 | jun | 5.9992 | 3.4821 | 2.5171 | -3.9945
37310 | jun | 6.0038 | 3.4659 | 2.538 | -4.0242
37311 | jun | 6.0372 | 3.3921 | 2.6451 | -4.2205
37312 | jun | 6.0187 | 3.4111 | 2.6076 | -3.9969
37313 | jun | 5.8418 | 3.8981 | 1.9437 | -10.2302
37317 | jun | 5.7656 | 4.1337 | 1.6319 | -11.9001
37318 | jun | 6.0222 | 3.7779 | 2.2443 | -8.6409
37321 | jun | 5.9039 | 3.5057 | 2.3982 | -5.9819
37322 | jun | 5.9882 | 3.4641 | 2.5241 | -3.8778
37323 | jun | 6.0201 | 3.4474 | 2.5727 | -4.2932
37324 | jun | 6.0325 | 3.7586 | 2.2739 | -8.1424
37325 | jun | 5.9722 | 3.6182 | 2.354 | -5.0066
37327 | jun | 5.8337 | 3.7242 | 2.1094 | -8.8936
37328 | jun | 6.1821 | 3.6537 | 2.5284 | -6.6867
37329 | jun | 5.9783 | 3.6968 | 2.2816 | -4.9188
37330 | jun | 6.0928 | 3.7009 | 2.392 | -7.4076
37331 | jun | 5.9678 | 3.6767 | 2.2911 | -5.2386
37332 | jun | 5.8757 | 3.5439 | 2.3319 | -6.3409
37333 | jun | 5.7319 | 4.1904 | 1.5415 | -11.9695
37334 | jun | 6.2068 | 3.561 | 2.6458 | -5.6236
37335 | jun | 6.1983 | 3.6275 | 2.5708 | -6.3561
37336 | jun | 6.0183 | 3.389 | 2.6294 | -3.8784
37337 | jun | 5.7794 | 3.6593 | 2.12 | -7.6286
37338 | jun | 5.8592 | 3.5965 | 2.2628 | -7.7444
37339 | jun | 5.8169 | 3.8683 | 1.9486 | -10.1538
37340 | jun | 5.9917 | 3.6265 | 2.3651 | -7.761
37341 | jun | 6.0542 | 3.3304 | 2.7239 | -4.049
37342 | jun | 6.0262 | 3.7876 | 2.2385 | -7.7514
37343 | jun | 6.0004 | 3.4162 | 2.5841 | -5.7521
37345 | jun | 6.121 | 3.714 | 2.407 | -7.7594
37347 | jun | 6.0358 | 3.6374 | 2.3984 | -7.312
37348 | jun | 6.2005 | 3.6073 | 2.5931 | -6.2432
37350 | jun | 5.9976 | 3.493 | 2.5046 | -6.6552
37352 | jun | 6.1708 | 3.6134 | 2.5574 | -6.6444
37353 | jun | 6.0494 | 3.3598 | 2.6896 | -4.141
37354 | jun | 5.9568 | 3.7302 | 2.2267 | -4.3706
37355 | jun | 6.0923 | 3.7343 | 2.358 | -6.6585
37356 | jun | 5.9392 | 3.843 | 2.0961 | -9.6452
37357 | jun | 6.0534 | 3.8062 | 2.2472 | -5.9647
37359 | jun | 6.1881 | 3.6057 | 2.5824 | -6.4444
37360 | jun | 6.1433 | 3.637 | 2.5064 | -6.6644
37361 | jun | 5.9716 | 3.5913 | 2.3803 | -5.4878
37362 | jun | 5.9175 | 3.7225 | 2.195 | -7.2748
37363 | jun | 6.069 | 3.3194 | 2.7497 | -4.0855
37365 | jun | 5.8044 | 3.8283 | 1.9761 | -9.8511
37366 | jun | 5.9497 | 3.8459 | 2.1038 | -9.1815
37367 | jun | 5.7849 | 3.6562 | 2.1287 | -8.4502
37369 | jun | 5.8881 | 3.8489 | 2.0392 | -7.7774
37370 | jun | 5.9949 | 3.5171 | 2.4778 | -4.0904
37373 | jun | 5.9296 | 3.4769 | 2.4526 | -5.9268
37374 | jun | 5.9446 | 3.7551 | 2.1895 | -8.9038
37375 | jun | 5.9914 | 3.8066 | 2.1848 | -9.0878
37376 | jun | 6.0017 | 3.809 | 2.1927 | -9.2437
37377 | jun | 5.9274 | 3.5743 | 2.3531 | -7.6219
37379 | jun | 5.9365 | 3.5009 | 2.4356 | -6.5431
37380 | jun | 5.9956 | 3.7597 | 2.2359 | -8.7309
37381 | jun | 5.8679 | 3.5731 | 2.2949 | -6.0663
37385 | jun | 5.7459 | 4.16 | 1.586 | -10.7947
37387 | jun | 5.8698 | 3.8739 | 1.996 | -10.2666
37388 | jun | 6.122 | 3.6673 | 2.4546 | -7.0928
37391 | jun | 5.7613 | 4.1401 | 1.6213 | -11.4209
37396 | jun | 5.9489 | 3.5752 | 2.3737 | -7.7259
37397 | jun | 5.9034 | 3.7044 | 2.1989 | -8.6786
37398 | jun | 6.0863 | 3.7204 | 2.366 | -7.9532
37402 | jun | 6.0299 | 3.4147 | 2.6153 | -5.7665
37403 | jun | 6.0483 | 3.3774 | 2.6709 | -5.3127
37404 | jun | 6.0718 | 3.3332 | 2.7386 | -4.7512
37405 | jun | 5.9546 | 3.5752 | 2.3794 | -7.5384
37406 | jun | 6.0838 | 3.2979 | 2.7859 | -4.3716
37407 | jun | 6.056 | 3.3726 | 2.6834 | -5.1877
37408 | jun | 6.037 | 3.4029 | 2.6341 | -5.6041
37409 | jun | 6.0045 | 3.4758 | 2.5286 | -6.4567
37410 | jun | 6.0345 | 3.4156 | 2.6189 | -5.7178
37411 | jun | 6.0918 | 3.2925 | 2.7993 | -4.2206
37412 | jun | 6.0884 | 3.3049 | 2.7836 | -4.3176
37415 | jun | 6.0126 | 3.4156 | 2.597 | -5.837
37416 | jun | 6.0738 | 3.3077 | 2.7661 | -4.3563
37419 | jun | 5.9641 | 3.5627 | 2.4014 | -7.4855
37421 | jun | 6.0841 | 3.301 | 2.7831 | -4.2089
37601 | jun | 5.5262 | 3.4428 | 2.0833 | 2.1072
37604 | jun | 5.5262 | 3.4204 | 2.1058 | 2.1725
37614 | jun | 5.5153 | 3.4287 | 2.0866 | 2.0582
37615 | jun | 5.6353 | 3.3298 | 2.3054 | 3.4274
37616 | jun | 5.6049 | 3.2694 | 2.3355 | 2.4046
37617 | jun | 5.6144 | 3.3632 | 2.2512 | 3.0131
37618 | jun | 5.5198 | 3.4462 | 2.0737 | 2.0287
37620 | jun | 5.4454 | 3.4784 | 1.967 | 1.0376
37640 | jun | 5.1849 | 3.6464 | 1.5385 | -2.8702
37641 | jun | 5.5102 | 3.3515 | 2.1587 | 1.4908
37642 | jun | 5.6845 | 3.356 | 2.3285 | 1.1729
37643 | jun | 5.3763 | 3.5411 | 1.8352 | -0.016139
37645 | jun | 5.6739 | 3.3566 | 2.3172 | 1.7605
37650 | jun | 5.2928 | 3.585 | 1.7078 | -1.5002
37656 | jun | 5.6496 | 3.2983 | 2.3513 | 2.5421
37657 | jun | 5.2164 | 3.6412 | 1.5753 | -2.9861
37658 | jun | 5.2932 | 3.619 | 1.6741 | -1.5546
37659 | jun | 5.5323 | 3.3839 | 2.1484 | 2.1217
37660 | jun | 5.6606 | 3.3412 | 2.3194 | 2.417
37663 | jun | 5.6501 | 3.3272 | 2.3229 | 3.1947
37664 | jun | 5.6494 | 3.3365 | 2.3129 | 2.8279
37665 | jun | 5.672 | 3.3564 | 2.3155 | 2.3181
37680 | jun | 5.0802 | 3.6686 | 1.4116 | -3.7688
37681 | jun | 5.5675 | 3.3133 | 2.2542 | 2.5575
37683 | jun | 5.1349 | 3.6522 | 1.4826 | -3.2153
37686 | jun | 5.622 | 3.3669 | 2.2551 | 3.4011
37687 | jun | 5.1092 | 3.7504 | 1.3588 | -4.8288
37688 | jun | 5.2331 | 3.5893 | 1.6439 | -1.7921
37690 | jun | 5.5405 | 3.3434 | 2.1972 | 2.5668
37691 | jun | 5.0595 | 3.7137 | 1.3458 | -4.5575
37692 | jun | 5.3249 | 3.6024 | 1.7226 | -1.1397
37694 | jun | 5.572 | 3.4268 | 2.1452 | 2.7562
37701 | jun | 5.978 | 3.7327 | 2.2453 | -0.67196
37705 | jun | 5.9131 | 3.9914 | 1.9216 | -4.3277
37708 | jun | 5.8239 | 3.6861 | 2.1377 | -1.5087
37709 | jun | 5.8756 | 3.8618 | 2.0137 | -2.0191
37710 | jun | 5.7745 | 4.081 | 1.6934 | -7.6253
37711 | jun | 5.7753 | 3.3241 | 2.4512 | 1.2099
37713 | jun | 5.7707 | 3.4138 | 2.3568 | 1.707
37714 | jun | 5.7398 | 4.1691 | 1.5707 | -7.9389
37715 | jun | 5.7636 | 4.1495 | 1.6141 | -5.8222
37716 | jun | 5.9011 | 3.9378 | 1.9633 | -5.0512
37721 | jun | 5.9024 | 3.885 | 2.0174 | -2.234
37722 | jun | 5.4331 | 3.8979 | 1.5352 | -6.9231
37723 | jun | 5.747 | 3.8422 | 1.9049 | -8.2992
37724 | jun | 5.7771 | 4.1442 | 1.6329 | -5.4156
37725 | jun | 5.7892 | 3.6363 | 2.1529 | -0.26151
37726 | jun | 5.7444 | 4.105 | 1.6395 | -8.1716
37727 | jun | 5.4665 | 3.4811 | 1.9854 | -1.1204
37729 | jun | 5.7983 | 4.1028 | 1.6955 | -5.5766
37731 | jun | 5.7401 | 3.5403 | 2.1998 | -1.9809
37737 | jun | 5.9894 | 3.712 | 2.2774 | -1.4155
37738 | jun | 5.3716 | 4.4888 | 0.88282 | -14.1158
37742 | jun | 5.9661 | 3.7179 | 2.2482 | -2.4084
37743 | jun | 5.5726 | 3.3028 | 2.2697 | 2.0757
37745 | jun | 5.673 | 3.2467 | 2.4262 | 2.265
37748 | jun | 5.9309 | 3.7862 | 2.1448 | -5.1844
37752 | jun | 5.7815 | 4.049 | 1.7325 | -4.6207
37753 | jun | 5.4173 | 3.6654 | 1.7519 | -4.2628
37754 | jun | 5.9299 | 3.9263 | 2.0035 | -3.7855
37755 | jun | 5.7897 | 4.1454 | 1.6442 | -6.4937
37756 | jun | 5.7589 | 4.1644 | 1.5944 | -7.9631
37757 | jun | 5.8346 | 4.0949 | 1.7397 | -6.2737
37760 | jun | 5.8144 | 3.7132 | 2.1012 | -0.89336
37762 | jun | 5.7986 | 4.063 | 1.7356 | -5.3694
37763 | jun | 6.009 | 3.6736 | 2.3354 | -3.8446
37764 | jun | 5.9086 | 3.7269 | 2.1817 | -0.41999
37765 | jun | 5.7202 | 3.5754 | 2.1448 | -2.2364
37766 | jun | 5.8226 | 4.1072 | 1.7154 | -5.9892
37769 | jun | 5.8388 | 4.0596 | 1.7792 | -6.1627
37770 | jun | 5.7935 | 4.035 | 1.7585 | -7.5704
37771 | jun | 6.0243 | 3.6969 | 2.3274 | -3.0989
37772 | jun | 5.9996 | 3.7024 | 2.2972 | -2.3944
37774 | jun | 6.0033 | 3.6751 | 2.3282 | -3.1508
37777 | jun | 5.9842 | 3.7292 | 2.255 | -1.0515
37778 | jun | 5.8133 | 3.5337 | 2.2796 | 0.52502
37779 | jun | 5.8683 | 3.9361 | 1.9322 | -2.8621
37801 | jun | 5.955 | 3.7524 | 2.2026 | -2.148
37803 | jun | 5.8901 | 3.8605 | 2.0296 | -3.3947
37804 | jun | 5.954 | 3.7597 | 2.1943 | -0.82231
37806 | jun | 5.9072 | 3.8156 | 2.0916 | -1.2682
37807 | jun | 5.8707 | 3.9931 | 1.8777 | -3.6164
37809 | jun | 5.7545 | 3.3222 | 2.4323 | 2.1303
37810 | jun | 5.7911 | 3.3733 | 2.4178 | 1.5739
37811 | jun | 5.7922 | 3.5611 | 2.2311 | -1.1574
37813 | jun | 5.8176 | 3.5494 | 2.2682 | 0.25892
37814 | jun | 5.8413 | 3.6331 | 2.2081 | -0.62647
37818 | jun | 5.7247 | 3.2753 | 2.4494 | 2.3114
37819 | jun | 5.7837 | 4.0946 | 1.6892 | -6.1327
37820 | jun | 5.8792 | 3.7584 | 2.1208 | -0.92863
37821 | jun | 5.703 | 3.5067 | 2.1963 | 0.29598
37825 | jun | 5.8367 | 4.0479 | 1.7888 | -4.0261
37826 | jun | 5.983 | 3.6016 | 2.3814 | -4.2284
37829 | jun | 5.8339 | 3.8814 | 1.9525 | -6.8584
37830 | jun | 5.9812 | 3.7971 | 2.1841 | -4.2053
37840 | jun | 5.8222 | 3.9744 | 1.8478 | -6.9053
37841 | jun | 5.824 | 4.1481 | 1.6759 | -5.9634
37843 | jun | 5.6697 | 3.3701 | 2.2995 | 1.6562
37846 | jun | 5.9996 | 3.6474 | 2.3522 | -3.7973
37847 | jun | 5.7737 | 4.1494 | 1.6243 | -7.0891
37848 | jun | 5.8514 | 3.9275 | 1.9239 | -2.8883
37849 | jun | 5.9417 | 3.8719 | 2.0698 | -3.1725
37852 | jun | 5.7802 | 4.1594 | 1.6208 | -7.3003
37853 | jun | 5.9708 | 3.7475 | 2.2232 | -0.50151
37854 | jun | 5.8299 | 3.7436 | 2.0863 | -6.7766
37857 | jun | 5.7457 | 3.3517 | 2.394 | 0.20355
37860 | jun | 5.8185 | 3.4759 | 2.3426 | 0.36042
37861 | jun | 5.8492 | 3.8151 | 2.0341 | -1.9713
37862 | jun | 5.7552 | 3.9068 | 1.8485 | -4.2876
37863 | jun | 5.7309 | 3.8766 | 1.8543 | -4.1784
37865 | jun | 5.8971 | 3.7995 | 2.0976 | -1.6376
37866 | jun | 5.854 | 4.057 | 1.797 | -4.3629
37869 | jun | 5.7602 | 3.7787 | 1.9815 | -3.3131
37870 | jun | 5.8111 | 4.1233 | 1.6878 | -5.1076
37871 | jun | 5.9107 | 3.7814 | 2.1293 | -0.91406
37872 | jun | 5.7851 | 4.1437 | 1.6414 | -7.423
37873 | jun | 5.7078 | 3.3923 | 2.3155 | 0.036672
37874 | jun | 5.9832 | 3.6675 | 2.3157 | -4.0917
37876 | jun | 5.7643 | 3.7534 | 2.0109 | -2.2316
37877 | jun | 5.8096 | 3.6826 | 2.127 | -0.76214
37878 | jun | 5.712 | 4.1823 | 1.5298 | -9.2864
37879 | jun | 5.8024 | 3.9588 | 1.8436 | -3.7446
37880 | jun | 5.9809 | 3.5799 | 2.401 | -4.059
37881 | jun | 5.801 | 3.7598 | 2.0412 | -2.4483
37882 | jun | 5.6044 | 4.3399 | 1.2645 | -11.24
37885 | jun | 5.7962 | 4.0589 | 1.7374 | -8.1482
37886 | jun | 5.8621 | 3.8882 | 1.9738 | -3.3005
37887 | jun | 5.8083 | 4.0025 | 1.8058 | -7.3301
37888 | jun | 5.8403 | 3.9388 | 1.9016 | -3.0814
37890 | jun | 5.7836 | 3.5642 | 2.2194 | 0.44403
37891 | jun | 5.8043 | 3.4321 | 2.3722 | 0.26674
37892 | jun | 5.7859 | 4.0983 | 1.6876 | -6.1
37902 | aug | 5.4165 | 3.2132 | 2.2033 | -0.79883
37909 | aug | 5.4229 | 3.2127 | 2.2102 | -1.4462
37912 | jun | 5.9568 | 3.825 | 2.1318 | -1.9904
37914 | jun | 5.9408 | 3.7814 | 2.1594 | -0.82769
37915 | jun | 5.9703 | 3.7875 | 2.1829 | -0.85387
37916 | aug | 5.4203 | 3.2034 | 2.2169 | -0.7893
37917 | jun | 5.9601 | 3.8156 | 2.1445 | -1.3658
37918 | jun | 5.9365 | 3.8641 | 2.0723 | -2.1994
37919 | aug | 5.4309 | 3.1791 | 2.2518 | -0.94687
37920 | jun | 5.9663 | 3.7509 | 2.2154 | -0.40818
37921 | jun | 5.964 | 3.8007 | 2.1634 | -1.7226
37922 | jun | 5.9851 | 3.733 | 2.2521 | -1.5949
37923 | aug | 5.4299 | 3.2134 | 2.2166 | -1.7394
37924 | jun | 5.9283 | 3.8149 | 2.1135 | -1.2881
37931 | jun | 5.966 | 3.8037 | 2.1623 | -2.8726
37932 | jun | 6.0143 | 3.7443 | 2.27 | -2.7909
37934 | jun | 6.0097 | 3.7243 | 2.2855 | -2.3019
37938 | jun | 5.9217 | 3.92 | 2.0017 | -3.07
38001 | aug | 6.2159 | 2.5341 | 3.6818 | 4.38
38002 | jun | 7.166 | 3.191 | 3.9749 | 6.1047
38004 | jun | 7.1667 | 3.1127 | 4.054 | 6.7267
38006 | aug | 6.2204 | 2.575 | 3.6454 | 3.9248
38008 | jun | 6.8545 | 3.2708 | 3.5838 | 2.5736
38011 | jun | 7.1221 | 3.0799 | 4.0422 | 6.2542
38012 | aug | 6.2492 | 2.5584 | 3.6908 | 4.5075
38015 | aug | 6.3844 | 2.3143 | 4.0701 | 7.3953
38016 | jun | 7.1979 | 3.2686 | 3.9293 | 6.1717
38017 | jun | 7.0679 | 3.3316 | 3.7363 | 4.2033
38018 | jun | 7.1863 | 3.2957 | 3.8906 | 5.9377
38019 | jun | 7.0605 | 3.0633 | 3.9972 | 5.7005
38023 | jun | 7.2591 | 3.1546 | 4.1044 | 8.8116
38024 | aug | 6.2569 | 2.595 | 3.6619 | 5.8979
38028 | jun | 7.0948 | 3.2528 | 3.842 | 4.9034
38030 | aug | 6.2832 | 2.5557 | 3.7276 | 6.658
38034 | aug | 6.2229 | 2.536 | 3.6869 | 4.8033
38037 | aug | 6.256 | 2.4872 | 3.7688 | 5.3243
38039 | jun | 6.8325 | 3.294 | 3.5385 | 1.5608
38040 | aug | 6.2658 | 2.498 | 3.7677 | 6.0526
38041 | aug | 6.3077 | 2.3491 | 3.9586 | 6.4453
38042 | jun | 6.8504 | 3.2632 | 3.5872 | 2.1297
38044 | jun | 6.7798 | 3.3615 | 3.4184 | 1.5459
38049 | jun | 7.0546 | 3.1293 | 3.9253 | 4.9322
38052 | jun | 6.7654 | 3.3049 | 3.4605 | 1.3553
38053 | jun | 7.2628 | 3.1943 | 4.0685 | 8.2481
38057 | jun | 6.8816 | 3.3145 | 3.5671 | 2.0205
38058 | jun | 7.1852 | 3.1242 | 4.0609 | 7.4514
38059 | aug | 6.1996 | 2.6128 | 3.5867 | 4.9924
38060 | jun | 7.013 | 3.2313 | 3.7817 | 4.0541
38061 | jun | 6.7576 | 3.3542 | 3.4033 | 0.68887
38063 | aug | 6.2907 | 2.4189 | 3.8718 | 6.2933
38066 | jun | 6.9865 | 3.3121 | 3.6745 | 3.2496
38067 | jun | 6.7901 | 3.2844 | 3.5057 | 1.5201
38068 | jun | 6.9522 | 3.2366 | 3.7156 | 3.4559
38069 | jun | 6.9922 | 3.2244 | 3.7679 | 4.4227
38075 | jun | 6.9252 | 3.2807 | 3.6445 | 3.4944
38076 | jun | 6.9423 | 3.2707 | 3.6716 | 3.0671
38079 | jul | 7.079 | 3.394 | 3.685 | 6.3846
38080 | jul | 7.0936 | 3.4012 | 3.6925 | 6.5386
38103 | jul | 7.3819 | 3.1698 | 4.212 | 8.3913
38104 | jul | 7.349 | 3.1984 | 4.1506 | 8.0785
38105 | jul | 7.3716 | 3.1791 | 4.1925 | 8.3143
38106 | jul | 7.3644 | 3.1704 | 4.194 | 8.0907
38107 | jul | 7.3687 | 3.1844 | 4.1843 | 8.349
38108 | jul | 7.3399 | 3.2139 | 4.126 | 8.1468
38109 | jul | 7.3325 | 3.1283 | 4.2042 | 7.8406
38111 | jul | 7.3015 | 3.2391 | 4.0624 | 7.6743
38112 | jul | 7.3367 | 3.2121 | 4.1246 | 8.036
38113 | jul | 7.3675 | 3.1345 | 4.233 | 8.3375
38114 | jul | 7.3256 | 3.2145 | 4.1111 | 7.7966
38115 | jul | 7.2159 | 3.3134 | 3.9025 | 6.4411
38116 | jul | 7.3056 | 3.1813 | 4.1243 | 7.3515
38117 | jul | 7.276 | 3.2664 | 4.0096 | 7.4424
38118 | jul | 7.2598 | 3.2409 | 4.0188 | 6.9385
38119 | jun | 7.2512 | 3.3386 | 3.9126 | 6.4637
38120 | jun | 7.2628 | 3.3097 | 3.9531 | 6.8265
38122 | jul | 7.3076 | 3.2424 | 4.0652 | 7.8222
38125 | jun | 7.1588 | 3.3728 | 3.786 | 5.3093
38126 | jul | 7.3715 | 3.1765 | 4.195 | 8.2128
38127 | jul | 7.3837 | 3.1709 | 4.2128 | 8.7982
38128 | jul | 7.3347 | 3.2288 | 4.106 | 8.1967
38131 | jul | 7.3152 | 3.2073 | 4.1079 | 7.5784
38132 | jul | 7.3235 | 3.2034 | 4.1201 | 7.6683
38133 | jun | 7.2327 | 3.2512 | 3.9815 | 6.7621
38134 | jun | 7.276 | 3.2795 | 3.9965 | 7.3574
38135 | jun | 7.2642 | 3.2439 | 4.0203 | 7.5106
38138 | jun | 7.2021 | 3.3319 | 3.8702 | 5.9608
38139 | jun | 7.1556 | 3.3292 | 3.8264 | 5.4475
38141 | jul | 7.193 | 3.3176 | 3.8754 | 5.9703
38152 | jul | 7.2981 | 3.2444 | 4.0537 | 7.6793
38201 | aug | 6.0008 | 2.7794 | 3.2213 | 1.1565
38220 | aug | 6.0322 | 2.672 | 3.3602 | 1.7113
38221 | jun | 6.5599 | 3.64 | 2.9199 | -0.65655
38222 | jun | 6.6395 | 3.6347 | 3.0047 | 0.24733
38224 | aug | 5.9604 | 2.8675 | 3.0929 | 1.3847
38225 | aug | 6.036 | 2.7677 | 3.2683 | 2.2752
38226 | aug | 6.0192 | 2.8273 | 3.192 | 2.5852
38229 | aug | 6.0175 | 2.7606 | 3.2569 | 1.7402
38230 | aug | 6.0758 | 2.6773 | 3.3985 | 2.5274
38231 | aug | 5.9585 | 2.857 | 3.1015 | 0.75317
38232 | jul | 7.0294 | 3.4731 | 3.5564 | 5.6333
38233 | aug | 6.1393 | 2.6353 | 3.504 | 3.9748
38236 | aug | 5.9369 | 2.9389 | 2.998 | -0.035683
38237 | aug | 6.0892 | 2.7369 | 3.3523 | 3.1432
38240 | aug | 6.1992 | 2.6797 | 3.5195 | 5.3894
38241 | aug | 5.9932 | 2.8329 | 3.1602 | 2.087
38242 | aug | 5.9399 | 2.9275 | 3.0124 | 0.51264
38251 | jun | 6.7193 | 3.6668 | 3.0525 | 0.87701
38253 | aug | 6.1263 | 2.6812 | 3.4451 | 4.0322
38255 | aug | 6.1004 | 2.675 | 3.4254 | 3.1072
38256 | jun | 6.5962 | 3.6493 | 2.9469 | -0.24317
38257 | aug | 6.0904 | 2.7894 | 3.301 | 3.4744
38258 | aug | 6.0217 | 2.7096 | 3.3121 | 1.4981
38259 | aug | 6.1691 | 2.64 | 3.5291 | 4.6547
38260 | jul | 6.9688 | 3.533 | 3.4358 | 4.8399
38261 | jul | 6.9397 | 3.5741 | 3.3656 | 4.3982
38301 | aug | 6.1348 | 2.6395 | 3.4953 | 2.4934
38305 | aug | 6.087 | 2.5974 | 3.4895 | 2.0676
38310 | jun | 6.6499 | 3.5249 | 3.125 | -0.81813
38311 | jun | 6.5152 | 3.5412 | 2.974 | -2.2488
38313 | aug | 6.0175 | 2.7017 | 3.3157 | 0.97967
38315 | jun | 6.7118 | 3.4848 | 3.227 | 0.37041
38316 | aug | 6.0828 | 2.6352 | 3.4476 | 2.6296
38317 | aug | 5.9332 | 2.9193 | 3.0139 | -0.28755
38318 | aug | 5.9194 | 2.9102 | 3.0092 | -0.46735
38320 | jun | 6.5607 | 3.6568 | 2.904 | -0.84382
38321 | aug | 5.9734 | 2.7333 | 3.2401 | 0.67732
38326 | jun | 6.5792 | 3.4978 | 3.0815 | -1.6383
38327 | jun | 6.6292 | 3.5188 | 3.1104 | -1.2329
38328 | aug | 5.9299 | 2.9398 | 2.9901 | -1.2106
38329 | jun | 6.5254 | 3.5648 | 2.9606 | -1.9664
38330 | aug | 6.1576 | 2.592 | 3.5656 | 3.8522
38332 | aug | 5.9972 | 2.9156 | 3.0815 | -0.50156
38333 | jun | 6.5463 | 3.6392 | 2.9071 | -1.0046
38334 | jun | 6.7118 | 3.534 | 3.1777 | 0.42432
38337 | aug | 6.1937 | 2.5438 | 3.6499 | 3.5955
38339 | jun | 6.6854 | 3.4525 | 3.2329 | -0.74424
38340 | aug | 6.0647 | 2.8507 | 3.2139 | 1.0408
38341 | jun | 6.5573 | 3.6323 | 2.925 | -1.246
38342 | aug | 5.9408 | 2.9161 | 3.0246 | -0.11568
38343 | aug | 6.1514 | 2.5507 | 3.6007 | 3.1484
38344 | aug | 5.9642 | 2.811 | 3.1532 | 0.3869
38345 | aug | 5.995 | 2.7855 | 3.2095 | 0.23097
38347 | aug | 6.0142 | 2.8555 | 3.1587 | 0.01052
38348 | aug | 6.0154 | 2.6546 | 3.3608 | 1.4584
38351 | aug | 5.9608 | 2.8313 | 3.1295 | -0.27018
38352 | aug | 6.0116 | 2.7894 | 3.2222 | 0.36147
38355 | aug | 6.0678 | 2.577 | 3.4908 | 2.0135
38356 | jun | 6.8702 | 3.4959 | 3.3743 | 2.5974
38357 | jun | 6.6362 | 3.4771 | 3.1591 | -1.1942
38358 | aug | 6.0615 | 2.6081 | 3.4534 | 2.1488
38359 | jun | 6.6177 | 3.5564 | 3.0613 | -0.91676
38361 | jun | 6.615 | 3.54 | 3.075 | -1.1973
38362 | aug | 6.0825 | 2.567 | 3.5155 | 2.1291
38363 | jun | 6.5478 | 3.5967 | 2.9512 | -1.6549
38366 | aug | 6.069 | 2.7513 | 3.3177 | 1.6532
38367 | jun | 6.7283 | 3.4142 | 3.314 | -0.1431
38368 | aug | 5.9672 | 2.91 | 3.0571 | -0.73878
38369 | aug | 6.122 | 2.6197 | 3.5023 | 3.5115
38370 | jun | 6.5894 | 3.5499 | 3.0395 | -1.4283
38371 | jun | 6.6 | 3.5627 | 3.0373 | -1.1465
38372 | jun | 6.5162 | 3.54 | 2.9762 | -2.4355
38374 | jun | 6.5849 | 3.5784 | 3.0065 | -1.2683
38375 | jun | 6.7121 | 3.4537 | 3.2584 | -0.056247
38376 | jun | 6.6242 | 3.5034 | 3.1207 | -1.3039
38379 | jun | 6.6565 | 3.5027 | 3.1539 | -0.89886
38380 | jun | 6.5464 | 3.6078 | 2.9386 | -1.6736
38381 | jun | 6.8745 | 3.3602 | 3.5143 | 2.8273
38382 | aug | 6.1514 | 2.5697 | 3.5816 | 3.6428
38387 | aug | 5.918 | 2.9065 | 3.0115 | -0.64908
38388 | aug | 5.9309 | 2.878 | 3.0529 | -0.62935
38390 | aug | 5.939 | 2.8381 | 3.101 | -0.17874
38391 | aug | 6.2157 | 2.6867 | 3.529 | 3.3345
38392 | jun | 6.9204 | 3.4291 | 3.4913 | 3.4732
38401 | jun | 6.3178 | 3.4248 | 2.893 | -2.1593
38425 | jun | 6.4148 | 3.531 | 2.8837 | -3.5207
38449 | jun | 6.2333 | 3.5413 | 2.692 | -4.4809
38450 | jun | 6.3001 | 3.5799 | 2.7203 | -4.8489
38451 | jun | 6.2373 | 3.4502 | 2.7871 | -3.6213
38452 | jun | 6.3215 | 3.6227 | 2.6988 | -4.4114
38453 | jun | 6.2182 | 3.5303 | 2.6879 | -4.6835
38454 | jun | 6.352 | 3.5376 | 2.8144 | -2.4809
38456 | jun | 6.2619 | 3.5517 | 2.7102 | -4.52
38457 | jun | 6.3109 | 3.5876 | 2.7233 | -3.7231
38459 | jun | 6.2068 | 3.5179 | 2.6889 | -4.8702
38460 | jun | 6.273 | 3.5601 | 2.7128 | -4.1663
38461 | jun | 6.3143 | 3.5238 | 2.7905 | -3.2664
38462 | jun | 6.3014 | 3.5577 | 2.7437 | -4.3302
38463 | jun | 6.3109 | 3.6187 | 2.6922 | -4.0622
38464 | jun | 6.2692 | 3.5676 | 2.7016 | -4.7267
38468 | jun | 6.2997 | 3.578 | 2.7218 | -4.2059
38469 | jun | 6.3142 | 3.595 | 2.7192 | -3.8165
38471 | jun | 6.3557 | 3.597 | 2.7587 | -3.9743
38472 | jun | 6.226 | 3.4908 | 2.7352 | -4.1639
38473 | jun | 6.2783 | 3.5698 | 2.7086 | -3.8871
38474 | jun | 6.2975 | 3.5058 | 2.7917 | -3.4185
38475 | jun | 6.4431 | 3.5403 | 2.9027 | -3.3959
38476 | jun | 6.3467 | 3.5374 | 2.8092 | -1.5865
38477 | jun | 6.2458 | 3.5481 | 2.6977 | -4.1052
38478 | jun | 6.235 | 3.5172 | 2.7178 | -4.3353
38481 | jun | 6.3238 | 3.608 | 2.7158 | -3.4478
38482 | jun | 6.3447 | 3.4871 | 2.8576 | -1.6068
38483 | jun | 6.2647 | 3.5459 | 2.7188 | -4.3652
38485 | jun | 6.3017 | 3.5468 | 2.7549 | -4.918
38486 | jun | 6.2786 | 3.5891 | 2.6895 | -4.502
38487 | jun | 6.3412 | 3.4998 | 2.8413 | -2.0464
38488 | jun | 6.2201 | 3.5649 | 2.6552 | -5.1172
38501 | jun | 6.0236 | 3.9521 | 2.0714 | -5.8802
38504 | jun | 5.7728 | 4.2215 | 1.5514 | -6.8792
38505 | jun | 5.9809 | 3.9431 | 2.0378 | -6.3575
38506 | jun | 5.9341 | 3.9658 | 1.9683 | -7.0215
38541 | jun | 6.0393 | 4.0788 | 1.9606 | -5.1839
38542 | jun | 5.8336 | 4.1162 | 1.7174 | -7.8625
38543 | jun | 5.8533 | 4.1461 | 1.7072 | -7.2098
38544 | jun | 6.0718 | 3.8783 | 2.1935 | -4.9574
38545 | jun | 6.0954 | 3.913 | 2.1824 | -4.7937
38547 | jun | 6.1942 | 3.7798 | 2.4143 | -3.2441
38548 | jun | 6.1446 | 3.8554 | 2.2891 | -3.9425
38549 | jun | 5.963 | 4.1415 | 1.8215 | -5.2783
38551 | jun | 6.0918 | 4.0407 | 2.0511 | -4.6772
38552 | jun | 6.1572 | 3.847 | 2.3102 | -3.6811
38553 | jun | 5.7115 | 4.1265 | 1.585 | -9.5132
38554 | jun | 5.7766 | 4.1216 | 1.655 | -9.096
38555 | jun | 5.6973 | 3.6814 | 2.0159 | -8.9923
38556 | jun | 5.8009 | 4.2535 | 1.5473 | -7.184
38558 | jun | 5.7221 | 3.8826 | 1.8395 | -8.6835
38559 | jun | 5.9626 | 3.7681 | 2.1944 | -6.1415
38560 | jun | 6.1729 | 3.8345 | 2.3384 | -3.3771
38562 | jun | 6.1147 | 3.9406 | 2.1741 | -4.4722
38563 | jun | 6.2152 | 3.7773 | 2.4378 | -2.8491
38564 | jun | 6.1354 | 3.8888 | 2.2466 | -3.9962
38565 | jun | 5.7403 | 4.1909 | 1.5494 | -9.0317
38567 | jun | 6.1754 | 3.812 | 2.3634 | -3.4818
38568 | jun | 6.0505 | 4.0288 | 2.0217 | -5.4239
38569 | jun | 6.1591 | 3.8272 | 2.3319 | -3.7877
38570 | jun | 5.9313 | 4.0789 | 1.8524 | -6.6803
38571 | jun | 5.6758 | 3.912 | 1.7637 | -10.059
38572 | jun | 5.6973 | 3.6566 | 2.0407 | -9.2066
38573 | jun | 5.9478 | 4.1221 | 1.8256 | -5.8808
38574 | jun | 5.758 | 4.0229 | 1.7351 | -9.9457
38575 | jun | 6.1109 | 4.0133 | 2.0976 | -4.4171
38577 | jun | 5.8688 | 4.2347 | 1.6341 | -5.913
38578 | jun | 5.6819 | 3.8291 | 1.8528 | -10.4874
38579 | jun | 5.9859 | 3.7802 | 2.2057 | -5.6342
38580 | jun | 5.859 | 4.0651 | 1.7939 | -7.8081
38581 | jun | 5.9796 | 3.7988 | 2.1808 | -5.8662
38582 | jun | 6.1247 | 3.8527 | 2.272 | -4.319
38583 | jun | 5.8875 | 3.8173 | 2.0702 | -7.4112
38585 | jun | 5.8464 | 3.7589 | 2.0875 | -8.1472
38587 | jun | 6.0144 | 3.8055 | 2.2089 | -5.109
38588 | jun | 6.1273 | 3.9575 | 2.1698 | -4.1381
38589 | jun | 5.7732 | 4.1767 | 1.5965 | -8.8098
38601 | jun | 6.7539 | 3.3924 | 3.3615 | 0.78031
38603 | jun | 6.7277 | 3.3636 | 3.3641 | 0.15482
38606 | aug | 6.2183 | 2.6287 | 3.5896 | 1.8423
38610 | jun | 6.701 | 3.3627 | 3.3382 | -0.14927
38611 | jun | 6.9672 | 3.4411 | 3.5261 | 2.8161
38614 | aug | 6.3467 | 2.338 | 4.0087 | 6.2862
38617 | aug | 6.3729 | 2.4425 | 3.9304 | 6.0648
38618 | jul | 7.0535 | 3.338 | 3.7155 | 4.0533
38619 | aug | 6.2441 | 2.7872 | 3.4569 | 2.3173
38620 | aug | 6.1977 | 2.6156 | 3.582 | 1.3111
38621 | aug | 6.3253 | 2.6042 | 3.7211 | 3.8806
38625 | jun | 6.6254 | 3.3278 | 3.2976 | -0.52526
38626 | aug | 6.4094 | 2.557 | 3.8524 | 5.9895
38627 | aug | 6.0593 | 2.7775 | 3.2818 | 0.26143
38629 | jun | 6.7363 | 3.3284 | 3.4078 | 0.26576
38631 | aug | 6.3962 | 2.4218 | 3.9744 | 6.7319
38632 | jul | 7.1555 | 3.202 | 3.9535 | 5.2989
38633 | jun | 6.7152 | 3.3854 | 3.3299 | -0.003806
38635 | jun | 6.7881 | 3.4396 | 3.3486 | 0.74987
38637 | jul | 7.2594 | 3.1294 | 4.13 | 6.8046
38641 | jul | 7.2681 | 3.1045 | 4.1636 | 7.1582
38642 | jun | 6.7821 | 3.386 | 3.396 | 0.60406
38643 | aug | 6.2754 | 2.4078 | 3.8676 | 4.1427
38645 | aug | 6.3409 | 2.3764 | 3.9645 | 5.8144
38646 | aug | 6.3185 | 2.4526 | 3.866 | 4.6691
38647 | jun | 6.7689 | 3.3382 | 3.4307 | 0.74927
38650 | jun | 6.6874 | 3.3997 | 3.2877 | 0.056371
38651 | jul | 7.2077 | 3.1491 | 4.0587 | 6.0356
38652 | jun | 6.6393 | 3.4047 | 3.2346 | -0.17297
38654 | jul | 7.1253 | 3.3581 | 3.7672 | 4.8334
38655 | aug | 6.0961 | 2.7638 | 3.3324 | 0.70945
38658 | aug | 6.1813 | 2.6022 | 3.579 | 1.2487
38659 | jun | 6.7425 | 3.3978 | 3.3446 | 0.27543
38661 | jun | 6.8937 | 3.421 | 3.4727 | 1.8671
38663 | jun | 6.6977 | 3.327 | 3.3707 | -0.19625
38664 | jul | 7.2684 | 3.1496 | 4.1187 | 7.0774
38665 | jul | 7.0678 | 3.3378 | 3.7299 | 4.6139
38666 | aug | 6.2273 | 2.7093 | 3.518 | 2.0142
38668 | jul | 6.9749 | 3.4561 | 3.5188 | 2.9761
38670 | aug | 6.353 | 2.5351 | 3.8179 | 4.8073
38671 | jul | 7.2453 | 3.177 | 4.0683 | 6.5007
38672 | jul | 7.2116 | 3.1996 | 4.012 | 5.9243
38673 | aug | 6.1363 | 2.7372 | 3.3991 | 0.97172
38674 | jun | 6.7345 | 3.3195 | 3.4151 | 0.32244
38676 | jul | 7.2067 | 3.229 | 3.9776 | 6.4364
38677 | jun | 6.7537 | 3.4005 | 3.3532 | 1.0194
38680 | jul | 7.2793 | 3.1048 | 4.1744 | 7.2385
38683 | jun | 6.7375 | 3.3209 | 3.4166 | 0.42638
38685 | jun | 6.7675 | 3.4188 | 3.3487 | 0.65105
38701 | aug | 6.2843 | 2.1574 | 4.1269 | 5.5496
38703 | aug | 6.2866 | 2.1092 | 4.1774 | 5.8745
38720 | aug | 6.3486 | 2.314 | 4.0346 | 6.5308
38721 | aug | 6.1895 | 2.3542 | 3.8353 | 4.2759
38725 | aug | 6.3065 | 2.1315 | 4.175 | 6.0847
38726 | aug | 6.324 | 2.1433 | 4.1807 | 6.0264
38730 | aug | 6.2933 | 2.1306 | 4.1627 | 5.62
38731 | aug | 6.2785 | 2.2635 | 4.0151 | 5.4658
38732 | aug | 6.3123 | 2.1537 | 4.1585 | 5.7498
38733 | aug | 6.3133 | 2.1527 | 4.1606 | 5.5306
38736 | aug | 6.275 | 2.1804 | 4.0945 | 4.6865
38737 | aug | 6.3064 | 2.2441 | 4.0623 | 5.3766
38740 | aug | 6.3265 | 2.2817 | 4.0448 | 6.379
38744 | aug | 6.2482 | 2.2872 | 3.961 | 5.3362
38746 | aug | 6.3336 | 2.2314 | 4.1022 | 6.2233
38748 | aug | 6.2421 | 2.2313 | 4.0108 | 5.0304
38751 | aug | 6.2647 | 2.1451 | 4.1196 | 4.6945
38753 | aug | 6.2504 | 2.2321 | 4.0182 | 3.8375
38754 | aug | 6.2436 | 2.2893 | 3.9543 | 3.8079
38756 | aug | 6.2765 | 2.0865 | 4.19 | 5.6713
38759 | aug | 6.3166 | 2.1938 | 4.1228 | 5.5816
38761 | aug | 6.2389 | 2.2252 | 4.0137 | 3.6568
38762 | aug | 6.3135 | 2.2124 | 4.1011 | 5.9724
38769 | aug | 6.3301 | 2.1791 | 4.1511 | 6.067
38771 | aug | 6.305 | 2.203 | 4.102 | 4.8391
38773 | aug | 6.2722 | 2.1111 | 4.1611 | 5.5847
38774 | aug | 6.3136 | 2.2468 | 4.0667 | 6.1453
38778 | aug | 6.2477 | 2.1904 | 4.0572 | 4.2634
38780 | aug | 6.2864 | 2.1589 | 4.1275 | 5.7039
38801 | aug | 5.9516 | 2.6219 | 3.3297 | -0.29922
38804 | aug | 5.9338 | 2.6746 | 3.2592 | -0.32354
38821 | aug | 5.8556 | 2.7928 | 3.0628 | -0.47029
38824 | jun | 6.5578 | 3.3041 | 3.2538 | -0.55174
38826 | aug | 5.9588 | 2.6458 | 3.3131 | -0.39732
38827 | jun | 6.5025 | 3.4609 | 3.0416 | -1.3034
38828 | aug | 5.9636 | 2.7261 | 3.2375 | -0.42945
38829 | jun | 6.5653 | 3.2913 | 3.274 | -0.75632
38833 | jun | 6.5529 | 3.4497 | 3.1032 | -1.5486
38834 | jun | 6.665 | 3.3811 | 3.2839 | -0.6905
38838 | jun | 6.514 | 3.4382 | 3.0758 | -1.2486
38841 | aug | 5.9739 | 2.6814 | 3.2925 | -0.27053
38843 | aug | 5.8807 | 2.7979 | 3.0828 | -0.56371
38844 | jun | 6.4413 | 3.4696 | 2.9717 | -0.80002
38846 | jun | 6.5611 | 3.4079 | 3.1532 | -1.3712
38847 | jun | 6.4919 | 3.4614 | 3.0305 | -1.1053
38848 | jun | 6.4398 | 3.4976 | 2.9421 | -0.8548
38849 | jun | 6.571 | 3.3492 | 3.2218 | -0.42956
38850 | aug | 5.9589 | 2.5858 | 3.3732 | -0.31126
38851 | aug | 5.9037 | 2.6536 | 3.2501 | -0.43019
38852 | jun | 6.5089 | 3.4904 | 3.0185 | -1.7679
38855 | aug | 5.9248 | 2.7479 | 3.1769 | -0.39358
38856 | jun | 6.5448 | 3.3232 | 3.2216 | -0.51524
38857 | aug | 5.9132 | 2.7027 | 3.2106 | -0.4072
38858 | aug | 5.8808 | 2.6976 | 3.1832 | -0.3365
38859 | jun | 6.5349 | 3.3476 | 3.1872 | -0.70655
38860 | aug | 5.8997 | 2.6461 | 3.2537 | -0.45885
38862 | aug | 5.9065 | 2.6666 | 3.2399 | -0.3276
38863 | aug | 5.9693 | 2.6208 | 3.3485 | -0.33043
38864 | aug | 5.9957 | 2.6233 | 3.3723 | 0.01839
38865 | jun | 6.6161 | 3.3011 | 3.315 | -0.73982
38866 | aug | 5.9448 | 2.6931 | 3.2516 | -0.31507
38868 | aug | 5.9272 | 2.6174 | 3.3099 | -0.36158
38870 | aug | 5.8425 | 2.8263 | 3.0162 | -0.6124
38871 | aug | 6.0325 | 2.7239 | 3.3086 | 0.17593
38873 | jun | 6.5128 | 3.4383 | 3.0745 | -1.4091
38876 | jun | 6.4273 | 3.4965 | 2.9308 | -1.0199
38878 | aug | 5.9716 | 2.6288 | 3.3427 | -0.017271
38901 | jun | 6.7567 | 3.1223 | 3.6344 | 1.6394
38913 | aug | 6.0447 | 2.6634 | 3.3812 | 0.33655
38914 | aug | 6.035 | 2.6168 | 3.4181 | 0.64089
38915 | aug | 6.0373 | 2.6327 | 3.4046 | 0.34273
38916 | jun | 6.6039 | 3.2573 | 3.3467 | 0.32873
38917 | jun | 6.824 | 2.9986 | 3.8254 | 3.4189
38920 | aug | 6.1758 | 2.4335 | 3.7423 | 2.7576
38921 | aug | 6.2237 | 2.383 | 3.8407 | 3.4909
38922 | aug | 6.0966 | 2.5854 | 3.5112 | 0.97147
38923 | jun | 6.771 | 2.9413 | 3.8297 | 2.8175
38924 | jun | 6.8722 | 3.0864 | 3.7858 | 3.1617
38925 | jun | 6.6874 | 3.0335 | 3.6539 | 1.0395
38927 | aug | 6.1911 | 2.5093 | 3.6817 | 2.1938
38929 | jun | 6.6426 | 3.1352 | 3.5075 | 0.69599
38930 | aug | 6.1803 | 2.3741 | 3.8062 | 4.1167
38940 | aug | 6.1579 | 2.4177 | 3.7402 | 3.1635
38941 | aug | 6.2207 | 2.3162 | 3.9046 | 3.5999
38943 | jun | 6.7713 | 3.0052 | 3.7662 | 2.1995
38944 | aug | 6.2645 | 2.271 | 3.9934 | 4.4338
38948 | aug | 6.1338 | 2.5844 | 3.5494 | 1.173
38949 | aug | 6.0298 | 2.675 | 3.3548 | 0.30997
38950 | aug | 6.2396 | 2.3189 | 3.9207 | 4.163
38951 | aug | 6.0085 | 2.6194 | 3.3891 | 0.20901
38952 | aug | 6.2321 | 2.2501 | 3.982 | 4.3369
38953 | aug | 6.1366 | 2.5189 | 3.6177 | 1.56
38954 | jun | 6.902 | 3.0836 | 3.8184 | 3.8744
38961 | aug | 6.1342 | 2.54 | 3.5941 | 1.3899
38963 | aug | 6.2757 | 2.3224 | 3.9533 | 4.6827
38964 | aug | 6.2766 | 2.3587 | 3.9179 | 4.7407
38965 | aug | 6.1009 | 2.6663 | 3.4346 | 0.70593
38967 | jun | 6.69 | 2.9372 | 3.7528 | 1.5177
39038 | aug | 6.212 | 2.4225 | 3.7895 | 3.1025
39039 | jun | 6.7428 | 3.0455 | 3.6974 | 1.126
39040 | jun | 6.7661 | 3.0446 | 3.7214 | 2.1397
39041 | jun | 6.7041 | 3.0317 | 3.6723 | 2.7086
39042 | jun | 6.5134 | 3.2266 | 3.2868 | -0.96006
39044 | jun | 6.5413 | 3.4269 | 3.1144 | -1.3469
39045 | jun | 6.6057 | 2.8356 | 3.7701 | 0.7955
39046 | jun | 6.6601 | 2.8726 | 3.7876 | 1.3756
39047 | jun | 6.5786 | 2.9399 | 3.6388 | 0.5423
39051 | jun | 6.4688 | 2.9354 | 3.5334 | -0.81278
39056 | jun | 6.6548 | 2.9795 | 3.6754 | 2.1061
39057 | jun | 6.2952 | 3.3454 | 2.9497 | -2.1973
39058 | jun | 6.6477 | 2.9855 | 3.6621 | 1.9089
39059 | jun | 6.5659 | 3.3291 | 3.2368 | 0.20107
39063 | jun | 6.7182 | 2.826 | 3.8922 | 1.6345
39066 | jun | 6.6787 | 3.0736 | 3.6051 | 3.4496
39067 | jun | 6.5436 | 2.7921 | 3.7515 | -0.1893
39069 | jun | 6.5792 | 3.4031 | 3.1761 | 1.5109
39071 | jun | 6.727 | 2.9611 | 3.766 | 2.12
39073 | jun | 6.5816 | 3.2047 | 3.3769 | -0.15925
39074 | jun | 6.3497 | 3.4035 | 2.9461 | -2.2411
39078 | jun | 6.5558 | 3.5679 | 2.9879 | -1.3809
39079 | jun | 6.6893 | 2.8204 | 3.8689 | 1.4661
39082 | jun | 6.5687 | 3.4789 | 3.0898 | -1.1455
39083 | jun | 6.5461 | 3.5001 | 3.046 | -0.27292
39086 | jun | 6.5879 | 3.2192 | 3.3687 | 3.4083
39088 | aug | 6.1855 | 2.5082 | 3.6774 | 3.8189
39090 | jun | 6.5128 | 2.7766 | 3.7362 | -0.3941
39092 | jun | 6.2764 | 3.5418 | 2.7346 | -2.6592
39094 | jun | 6.4905 | 3.0871 | 3.4034 | -0.74765
39095 | jun | 6.792 | 2.9948 | 3.7972 | 1.9417
39096 | jun | 6.6274 | 3.1698 | 3.4576 | 3.3842
39097 | aug | 6.1873 | 2.5036 | 3.6837 | 3.007
39108 | jun | 6.4494 | 2.8978 | 3.5515 | -1.28
39110 | jun | 6.6708 | 2.858 | 3.8128 | 1.7522
39111 | jun | 6.472 | 3.7128 | 2.7592 | -2.8352
39113 | aug | 6.1921 | 2.3669 | 3.8252 | 5.28
39114 | jun | 6.4993 | 3.5975 | 2.9018 | -2.2575
39116 | jun | 6.4225 | 3.6655 | 2.757 | -2.4583
39117 | jun | 6.4065 | 3.334 | 3.0725 | -1.8359
39119 | jun | 6.4629 | 3.7909 | 2.672 | -2.9295
39120 | jun | 6.6401 | 3.5823 | 3.0578 | 0.59919
39140 | jun | 6.5645 | 3.8794 | 2.6851 | -2.7898
39144 | jun | 6.5506 | 3.3703 | 3.1803 | 1.8237
39145 | jun | 6.4704 | 3.2197 | 3.2506 | -1.1121
39146 | jun | 6.6845 | 2.8718 | 3.8127 | 1.3686
39149 | jun | 6.5545 | 3.724 | 2.8304 | -2.3249
39150 | jun | 6.6054 | 3.1182 | 3.4872 | 4.4749
39152 | jun | 6.3323 | 3.5544 | 2.7779 | -2.8246
39153 | jun | 6.3599 | 3.5804 | 2.7794 | -2.4619
39154 | jun | 6.6305 | 3.0759 | 3.5546 | 2.2149
39156 | jun | 6.7978 | 3.1164 | 3.6814 | 4.727
39157 | jun | 6.6455 | 2.8659 | 3.7796 | 1.5936
39159 | aug | 6.1807 | 2.436 | 3.7447 | 4.5445
39160 | jun | 6.6349 | 2.7599 | 3.875 | 1.0244
39162 | jun | 6.8085 | 3.1225 | 3.686 | 3.6208
39166 | jun | 6.8862 | 3.281 | 3.6052 | 2.4012
39168 | jun | 6.3754 | 3.5644 | 2.811 | -1.8435
39169 | jun | 6.8841 | 3.1634 | 3.7206 | 2.5059
39170 | jun | 6.5977 | 3.1554 | 3.4423 | 1.0573
39175 | jun | 6.6054 | 3.1867 | 3.4188 | 2.5671
39176 | jun | 6.6666 | 2.8392 | 3.8274 | 1.4215
39177 | jun | 6.8239 | 3.1429 | 3.681 | 5.1454
39179 | jun | 6.7085 | 2.9196 | 3.7888 | 1.4747
39180 | jun | 6.6724 | 3.0835 | 3.5889 | 5.0353
39183 | jun | 6.7712 | 3.1017 | 3.6695 | 4.8571
39189 | jun | 6.395 | 3.1912 | 3.2038 | -1.6476
39191 | jun | 6.528 | 3.7149 | 2.8131 | -1.8695
39192 | jun | 6.6906 | 2.7896 | 3.901 | 1.5069
39194 | jun | 6.8277 | 3.1926 | 3.6351 | 2.3209
39201 | jun | 6.635 | 2.949 | 3.686 | 1.1188
39202 | jun | 6.6348 | 2.933 | 3.7017 | 1.1557
39203 | jun | 6.6384 | 2.9419 | 3.6966 | 1.2744
39204 | jun | 6.6404 | 2.9678 | 3.6726 | 1.2817
39206 | jun | 6.6395 | 2.8956 | 3.744 | 1.4361
39208 | jun | 6.6132 | 2.9707 | 3.6425 | 0.53419
39209 | jun | 6.662 | 2.9542 | 3.7078 | 1.8985
39210 | jun | 6.637 | 2.9302 | 3.7069 | 1.2513
39211 | jun | 6.6349 | 2.8779 | 3.757 | 1.249
39212 | jun | 6.637 | 3.0103 | 3.6267 | 1.2847
39213 | jun | 6.6519 | 2.9121 | 3.7398 | 1.7124
39216 | jun | 6.6357 | 2.9145 | 3.7212 | 1.2353
39218 | jun | 6.624 | 2.9951 | 3.6289 | 0.77099
39232 | jun | 6.6235 | 2.9125 | 3.711 | 0.89972
39272 | jun | 6.6245 | 3.0658 | 3.5587 | 1.0705
39301 | jun | 6.1768 | 3.3813 | 2.7954 | -1.3253
39305 | jun | 6.2307 | 3.2824 | 2.9483 | -1.2447
39307 | jun | 6.1738 | 3.3285 | 2.8454 | -1.4337
39309 | jun | 6.3411 | 3.2396 | 3.1015 | -0.43334
39320 | jun | 6.2652 | 3.2591 | 3.0061 | -1.2658
39322 | jun | 6.2439 | 3.8669 | 2.377 | -1.7429
39323 | jun | 6.2097 | 3.3419 | 2.8678 | -1.4548
39325 | jun | 6.2511 | 3.2729 | 2.9782 | -1.6726
39326 | jun | 6.3027 | 3.2482 | 3.0545 | -0.96592
39327 | jun | 6.2385 | 3.3476 | 2.8909 | -2.0958
39328 | jun | 6.3059 | 3.2115 | 3.0945 | -1.4497
39330 | jun | 6.1944 | 3.3851 | 2.8093 | -1.1209
39332 | jun | 6.217 | 3.365 | 2.8521 | -1.6518
39335 | jun | 6.327 | 3.2458 | 3.0812 | -0.34842
39336 | jun | 6.2455 | 3.4989 | 2.7466 | -2.429
39337 | jun | 6.2521 | 3.2898 | 2.9623 | -1.9901
39338 | jun | 6.2721 | 3.5078 | 2.7643 | -2.0908
39339 | jun | 6.3574 | 3.0526 | 3.3048 | -1.9672
39341 | jun | 6.3632 | 3.1394 | 3.2238 | -0.78046
39342 | jun | 6.2006 | 3.3071 | 2.8935 | -1.2812
39345 | jun | 6.2289 | 3.4326 | 2.7963 | -2.0198
39346 | jun | 6.3383 | 3.0065 | 3.3318 | -2.1102
39347 | jun | 6.2288 | 3.4409 | 2.788 | -1.1168
39348 | jun | 6.2419 | 3.4643 | 2.7776 | -1.5837
39350 | jun | 6.3046 | 3.132 | 3.1726 | -2.106
39352 | jun | 6.3342 | 3.195 | 3.1392 | -0.30385
39354 | jun | 6.2892 | 3.1584 | 3.1308 | -2.0263
39355 | jun | 6.1866 | 3.4874 | 2.6992 | -1.0879
39356 | jun | 6.2161 | 3.4355 | 2.7807 | -1.568
39358 | jun | 6.3155 | 3.1609 | 3.1546 | -0.70171
39359 | jun | 6.355 | 3.2645 | 3.0905 | -1.958
39360 | jun | 6.2347 | 3.5581 | 2.6767 | -0.93368
39361 | jun | 6.3402 | 3.1449 | 3.1953 | -0.70427
39362 | jun | 6.2747 | 3.9693 | 2.3055 | -2.6659
39363 | jun | 6.1824 | 3.4078 | 2.7747 | -0.96381
39364 | jun | 6.2609 | 3.3078 | 2.9531 | -0.74263
39365 | jun | 6.2874 | 3.2854 | 3.002 | -2.3026
39366 | jun | 6.2469 | 3.465 | 2.7818 | -1.2742
39367 | jun | 6.2383 | 3.7277 | 2.5106 | -1.3959
39401 | jun | 6.4101 | 3.8495 | 2.5606 | -2.1892
39402 | jun | 6.4435 | 3.8025 | 2.6409 | -2.0598
39406 | jun | 6.4213 | 3.7652 | 2.6561 | -1.8974
39421 | jun | 6.5103 | 3.9617 | 2.5487 | -2.9603
39422 | jun | 6.3144 | 3.4901 | 2.8243 | -1.689
39423 | jun | 6.3506 | 3.9712 | 2.3794 | -2.708
39425 | jun | 6.3788 | 4.0655 | 2.3133 | -2.9879
39426 | jun | 6.3819 | 4.1013 | 2.2805 | -2.9527
39427 | jun | 6.5306 | 4.0159 | 2.5148 | -3.3857
39428 | jun | 6.45 | 3.751 | 2.699 | -2.4166
39429 | jun | 6.5144 | 4.0646 | 2.4498 | -2.9545
39437 | jun | 6.3828 | 3.5473 | 2.8354 | -1.2883
39439 | jun | 6.2817 | 3.4652 | 2.8165 | -1.1163
39440 | jun | 6.3536 | 3.4436 | 2.9101 | -0.91443
39443 | jun | 6.3268 | 3.4845 | 2.8423 | -1.0523
39451 | jun | 6.3176 | 4.2008 | 2.1169 | -3.6229
39452 | jun | 6.348 | 4.4407 | 1.9074 | -3.4003
39455 | jun | 6.4443 | 4.0153 | 2.429 | -2.8619
39456 | jun | 6.3433 | 4.106 | 2.2373 | -3.1391
39459 | jun | 6.4053 | 3.6378 | 2.7675 | -1.6067
39461 | jun | 6.3102 | 4.0447 | 2.2655 | -3.2846
39462 | jun | 6.3658 | 3.915 | 2.4508 | -2.3941
39464 | jun | 6.3586 | 3.5984 | 2.7602 | -1.2935
39465 | jun | 6.3809 | 3.7133 | 2.6676 | -1.6824
39466 | jun | 6.3513 | 4.1457 | 2.2056 | -2.7895
39470 | jun | 6.3941 | 4.0572 | 2.3369 | -3.0135
39474 | jun | 6.5377 | 4.0274 | 2.5103 | -3.5191
39475 | jun | 6.4518 | 3.9201 | 2.5318 | -2.4664
39476 | jun | 6.322 | 3.8053 | 2.5166 | -2.1995
39478 | jun | 6.484 | 4.0852 | 2.3987 | -3.3426
39479 | jun | 6.4442 | 3.734 | 2.7102 | -2.1025
39480 | jun | 6.3725 | 3.5331 | 2.8395 | -1.512
39481 | jun | 6.3426 | 3.4903 | 2.8524 | -1.5983
39482 | jun | 6.4768 | 3.9185 | 2.5583 | -2.5303
39483 | jun | 6.5393 | 4.1362 | 2.4031 | -3.6974
39501 | jun | 6.3672 | 4.5264 | 1.8408 | -3.5688
39503 | jun | 6.3303 | 4.4172 | 1.9131 | -3.5047
39507 | jun | 6.3676 | 4.5327 | 1.8349 | -3.5718
39520 | jun | 6.2904 | 4.1641 | 2.1263 | -2.3846
39525 | jun | 6.2599 | 4.1403 | 2.1196 | -2.8032
39529 | jun | 6.3333 | 4.1742 | 2.1592 | -2.4332
39530 | may | 5.9702 | 4.0074 | 1.9627 | -3.6106
39531 | may | 5.9679 | 4.0107 | 1.9572 | -3.6158
39532 | may | 5.9658 | 4.0842 | 1.8816 | -3.6299
39534 | may | 5.9692 | 4.0044 | 1.9648 | -3.6195
39540 | may | 5.9758 | 4.0294 | 1.9464 | -3.5956
39553 | jun | 6.2963 | 4.5376 | 1.7587 | -2.9525
39556 | jun | 6.2769 | 4.1604 | 2.1165 | -2.9647
39560 | jun | 6.3237 | 4.3937 | 1.93 | -3.3783
39561 | jun | 6.3576 | 4.2869 | 2.0707 | -3.5381
39562 | may | 5.9587 | 4.1597 | 1.7989 | -2.7266
39563 | jun | 6.2826 | 4.5054 | 1.7772 | -2.7648
39564 | may | 6.0029 | 4.1249 | 1.878 | -3.2545
39565 | may | 5.9748 | 4.1425 | 1.8323 | -3.3549
39567 | jun | 6.2794 | 4.4955 | 1.7839 | -2.8532
39571 | jun | 6.2869 | 4.2593 | 2.0277 | -3.1977
39572 | jun | 6.3265 | 4.2039 | 2.1226 | -2.054
39573 | jun | 6.3502 | 4.2904 | 2.0598 | -3.4207
39574 | jun | 6.3401 | 4.4121 | 1.9279 | -3.5978
39576 | jun | 6.2503 | 4.1483 | 2.102 | -2.3727
39577 | jun | 6.3753 | 4.1802 | 2.1951 | -3.3014
39581 | jun | 6.2807 | 4.5114 | 1.7693 | -2.6016
39601 | jun | 6.5103 | 3.8313 | 2.679 | -3.0487
39629 | jun | 6.5114 | 3.8002 | 2.7112 | -3.5529
39630 | jun | 6.5381 | 3.7362 | 2.8019 | -1.4701
39631 | jun | 6.5325 | 4.3477 | 2.1848 | -3.3292
39633 | jun | 6.6088 | 4.1206 | 2.4882 | -2.1448
39638 | jun | 6.5658 | 4.1142 | 2.4515 | -2.7483
39641 | jun | 6.5415 | 4.0755 | 2.466 | -4.3281
39643 | jun | 6.5327 | 4.1363 | 2.3964 | -4.098
39645 | jun | 6.5246 | 3.9314 | 2.5932 | -3.1331
39647 | jun | 6.5107 | 3.6772 | 2.8334 | -1.562
39648 | jun | 6.5188 | 3.7619 | 2.7569 | -3.8135
39652 | jun | 6.4991 | 3.77 | 2.7291 | -3.7379
39653 | jun | 6.5408 | 3.7835 | 2.7573 | -1.843
39654 | jun | 6.5831 | 4.1523 | 2.4309 | -4.0443
39656 | jun | 6.5756 | 4.1775 | 2.3981 | -3.8683
39657 | jun | 6.4932 | 3.8292 | 2.664 | -3.9294
39661 | jun | 6.585 | 3.7523 | 2.8328 | -0.81751
39662 | jun | 6.5347 | 3.9398 | 2.5949 | -4.1448
39663 | jun | 6.5882 | 4.1259 | 2.4623 | -3.6416
39664 | jun | 6.5265 | 3.7591 | 2.7673 | -2.8753
39665 | jun | 6.5709 | 4.0074 | 2.5636 | -3.3271
39666 | jun | 6.5261 | 3.736 | 2.7901 | -3.5546
39667 | jun | 6.4832 | 4.0269 | 2.4563 | -4.2481
39668 | jun | 6.5249 | 3.4903 | 3.0345 | 0.53822
39669 | jun | 6.5851 | 4.2023 | 2.3828 | -2.0716
39701 | jun | 6.399 | 3.2359 | 3.1632 | -0.60575
39702 | jun | 6.3807 | 3.2564 | 3.1243 | -0.6189
39705 | jun | 6.4232 | 3.3054 | 3.1179 | -0.58468
39710 | jun | 6.4395 | 3.334 | 3.1056 | -0.552
39730 | aug | 5.8699 | 2.7983 | 3.0717 | -0.39314
39735 | jun | 6.452 | 3.0371 | 3.4149 | -1.1356
39739 | jun | 6.3832 | 3.1709 | 3.2123 | -0.61254
39740 | jun | 6.4289 | 3.4 | 3.0289 | -0.63965
39741 | jun | 6.5177 | 3.3126 | 3.2051 | -0.1689
39743 | jun | 6.3914 | 3.1995 | 3.1919 | -0.73331
39744 | jun | 6.572 | 3.119 | 3.453 | -0.12218
39745 | jun | 6.5205 | 2.9258 | 3.5947 | -0.33859
39746 | jun | 6.4695 | 3.4302 | 3.0393 | -0.47543
39747 | jun | 6.594 | 2.9014 | 3.6926 | 0.54089
39750 | jun | 6.4964 | 3.2079 | 3.2886 | -0.71456
39751 | jun | 6.5265 | 3.2651 | 3.2614 | -0.47915
39752 | jun | 6.4988 | 3.167 | 3.3318 | -0.78946
39755 | jun | 6.5134 | 3.2557 | 3.2577 | -0.29043
39756 | aug | 5.881 | 2.7917 | 3.0893 | -0.35331
39759 | jun | 6.4374 | 3.2044 | 3.233 | -0.54446
39762 | jun | 6.4397 | 3.2349 | 3.2049 | -0.46732
39766 | jun | 6.3883 | 3.3239 | 3.0644 | -0.67044
39767 | jun | 6.5908 | 2.9945 | 3.5962 | 0.21157
39769 | jun | 6.4043 | 3.0965 | 3.3078 | -1.2048
39772 | jun | 6.4416 | 2.9539 | 3.4877 | -1.3805
39773 | jun | 6.5074 | 3.3649 | 3.1425 | -0.34718
39776 | aug | 5.9089 | 2.7032 | 3.2058 | -0.34873
39813 | may | 6.1997 | 3.6469 | 2.5527 | 6.0147
39815 | may | 6.23 | 3.8317 | 2.3982 | 1.7993
39817 | may | 6.286 | 3.6952 | 2.5907 | 4.7217
39819 | may | 6.2519 | 3.7446 | 2.5073 | 3.2344
39823 | may | 6.1999 | 3.6493 | 2.5506 | 5.2566
39824 | may | 6.1609 | 3.5931 | 2.5678 | 5.8482
39825 | may | 6.2804 | 3.6857 | 2.5947 | 4.5802
39826 | may | 6.2496 | 3.5087 | 2.741 | 8.9946
39827 | may | 6.269 | 3.7118 | 2.5572 | 4.0562
39828 | may | 6.2596 | 3.7492 | 2.5103 | 2.691
39834 | may | 6.2679 | 3.7599 | 2.5079 | 3.4974
39836 | may | 6.1449 | 3.552 | 2.5929 | 6.4906
39837 | may | 6.2446 | 3.7042 | 2.5404 | 5.166
39840 | may | 6.1723 | 3.5299 | 2.6424 | 7.3542
39841 | may | 6.2217 | 3.685 | 2.5367 | 5.6453
39842 | may | 6.2256 | 3.5451 | 2.6805 | 8.1795
39845 | may | 6.2423 | 3.6923 | 2.55 | 4.3524
39846 | may | 6.1789 | 3.6121 | 2.5667 | 6.3038
39851 | may | 6.1322 | 3.4866 | 2.6456 | 6.491
39854 | jun | 6.6498 | 3.8828 | 2.7669 | 8.0621
39859 | may | 6.2718 | 3.687 | 2.5848 | 4.7329
39861 | may | 6.2298 | 3.6768 | 2.5531 | 4.6973
39862 | may | 6.2169 | 3.6137 | 2.6032 | 6.958
39866 | may | 6.2062 | 3.6198 | 2.5864 | 6.6622
39867 | may | 6.1273 | 3.4213 | 2.706 | 7.5029
39870 | may | 6.24 | 3.6594 | 2.5806 | 6.1853
39877 | may | 6.1974 | 3.5131 | 2.6843 | 8.3957
39886 | may | 6.2137 | 3.5682 | 2.6455 | 7.4984
39897 | may | 6.2647 | 3.7531 | 2.5116 | 3.508
40003 | jun | 6.0451 | 3.5321 | 2.513 | 1.876
40004 | jun | 6.2152 | 3.6299 | 2.5853 | 1.5176
40006 | jun | 6.238 | 3.6014 | 2.6366 | 2.6084
40007 | jun | 6.1322 | 3.5807 | 2.5515 | 2.864
40008 | jun | 6.149 | 3.5741 | 2.5749 | 1.1656
40009 | jun | 6.0501 | 3.9273 | 2.1228 | -1.5568
40010 | jun | 6.2578 | 3.5 | 2.7579 | 2.6592
40011 | jun | 6.1832 | 3.5916 | 2.5915 | 2.6336
40012 | jun | 6.1224 | 3.5965 | 2.526 | 1.0196
40013 | jun | 6.2351 | 3.5259 | 2.7092 | 2.1669
40014 | jun | 6.2461 | 3.4869 | 2.7592 | 2.5589
40019 | jun | 6.1279 | 3.5453 | 2.5825 | 1.7598
40022 | jun | 6.1651 | 3.4573 | 2.7078 | 1.8576
40023 | jun | 6.2177 | 3.4395 | 2.7782 | 2.4196
40025 | jun | 6.3763 | 3.4037 | 2.9726 | 4.1132
40026 | jun | 6.3139 | 3.5126 | 2.8013 | 3.2392
40031 | jun | 6.2272 | 3.5345 | 2.6927 | 2.3422
40033 | jun | 6.1104 | 3.8683 | 2.2421 | -0.83871
40036 | jun | 6.1126 | 3.574 | 2.5386 | 3.0136
40037 | jun | 6.1644 | 3.7685 | 2.3958 | 0.28334
40040 | jun | 6.0288 | 3.7344 | 2.2944 | 0.20735
40045 | jun | 6.249 | 3.6257 | 2.6233 | 2.6821
40046 | jun | 6.0984 | 3.5305 | 2.5679 | 1.2034
40047 | jun | 6.284 | 3.421 | 2.863 | 3.246
40050 | jun | 6.1597 | 3.5689 | 2.5908 | 2.0578
40051 | jun | 6.2388 | 3.755 | 2.4838 | 0.85825
40052 | jun | 6.1956 | 3.8024 | 2.3932 | 0.21407
40055 | jun | 6.2173 | 3.5716 | 2.6457 | 2.3198
40056 | jun | 6.282 | 3.4537 | 2.8283 | 2.9615
40057 | jun | 6.1076 | 3.56 | 2.5476 | 2.3184
40059 | jun | 6.3486 | 3.4601 | 2.8884 | 3.6799
40060 | jun | 6.1811 | 3.8806 | 2.3005 | -0.6398
40061 | jun | 6.1025 | 3.7436 | 2.3589 | 0.16914
40062 | jun | 6.1769 | 3.8252 | 2.3517 | -0.10193
40065 | jun | 6.0971 | 3.493 | 2.6041 | 1.3794
40067 | jun | 6.1875 | 3.4596 | 2.7279 | 2.005
40068 | jun | 6.1639 | 3.5384 | 2.6255 | 1.7687
40069 | jun | 6.0856 | 3.7421 | 2.3436 | 0.16043
40070 | jun | 6.1815 | 3.5764 | 2.6051 | 2.136
40071 | jun | 6.1791 | 3.4762 | 2.7029 | 1.9198
40075 | jun | 6.1951 | 3.5956 | 2.5996 | 2.9245
40076 | jun | 6.0556 | 3.5222 | 2.5333 | 1.3113
40077 | jun | 6.2635 | 3.5586 | 2.7048 | 2.6688
40078 | jun | 6.0849 | 3.6562 | 2.4286 | 0.70526
40104 | jun | 6.4447 | 3.6195 | 2.8252 | 3.2657
40107 | jun | 6.3058 | 3.6346 | 2.6712 | 2.2379
40108 | jun | 6.403 | 3.6099 | 2.7931 | 3.72
40109 | jun | 6.3839 | 3.3953 | 2.9886 | 4.5719
40111 | jun | 6.4782 | 3.5733 | 2.9049 | 2.437
40115 | jun | 6.3994 | 3.6104 | 2.789 | 2.1714
40117 | jun | 6.3811 | 3.6221 | 2.759 | 3.7122
40118 | jun | 6.3939 | 3.3712 | 3.0226 | 4.6959
40119 | jun | 6.4658 | 3.5606 | 2.9052 | 1.9384
40121 | jun | 6.369 | 3.6176 | 2.7514 | 4.0151
40140 | jun | 6.3892 | 3.6095 | 2.7798 | 1.9168
40142 | jun | 6.4003 | 3.6205 | 2.7798 | 3.2212
40143 | jun | 6.4348 | 3.5883 | 2.8465 | 2.2918
40144 | jun | 6.4079 | 3.5945 | 2.8135 | 2.0779
40145 | jun | 6.3979 | 3.5882 | 2.8097 | 1.7657
40146 | jun | 6.4174 | 3.6103 | 2.807 | 2.6776
40150 | jun | 6.3382 | 3.5494 | 2.7888 | 3.5153
40152 | jun | 6.4313 | 3.5637 | 2.8676 | 1.8042
40155 | jun | 6.386 | 3.5916 | 2.7944 | 4.2951
40157 | jun | 6.4466 | 3.615 | 2.8316 | 3.1172
40160 | jun | 6.3473 | 3.6553 | 2.6921 | 3.3038
40161 | jun | 6.4483 | 3.6136 | 2.8347 | 2.9578
40162 | jun | 6.349 | 3.6679 | 2.6811 | 2.6734
40165 | jun | 6.3379 | 3.4714 | 2.8665 | 3.8553
40170 | jun | 6.4683 | 3.5897 | 2.8785 | 2.6499
40171 | jun | 6.4579 | 3.6108 | 2.847 | 2.764
40175 | jun | 6.3692 | 3.6367 | 2.7325 | 3.3194
40176 | jun | 6.4355 | 3.6109 | 2.8246 | 2.906
40177 | jun | 6.3713 | 3.5801 | 2.7913 | 4.0867
40178 | jun | 6.4181 | 3.5753 | 2.8428 | 1.9017
40202 | jun | 6.4149 | 3.337 | 3.0778 | 4.8575
40203 | jun | 6.4119 | 3.3466 | 3.0652 | 4.8064
40204 | jun | 6.4048 | 3.3365 | 3.0683 | 4.7396
40205 | jun | 6.3843 | 3.3521 | 3.0322 | 4.4368
40206 | jun | 6.3973 | 3.351 | 3.0464 | 4.5664
40207 | jun | 6.3771 | 3.3729 | 3.0042 | 4.2251
40208 | jun | 6.4099 | 3.3477 | 3.0622 | 4.8178
40209 | jun | 6.4082 | 3.3419 | 3.0663 | 4.8338
40210 | jun | 6.4057 | 3.3676 | 3.0381 | 4.7051
40211 | jun | 6.3977 | 3.4011 | 2.9966 | 4.5207
40212 | jun | 6.4015 | 3.3983 | 3.0032 | 4.4919
40213 | jun | 6.3945 | 3.349 | 3.0455 | 4.6512
40214 | jun | 6.4013 | 3.3799 | 3.0213 | 4.7325
40215 | jun | 6.4037 | 3.3724 | 3.0314 | 4.7232
40216 | jun | 6.3953 | 3.4221 | 2.9732 | 4.5345
40217 | jun | 6.4071 | 3.3367 | 3.0704 | 4.8004
40218 | jun | 6.3678 | 3.3629 | 3.0049 | 4.2389
40219 | jun | 6.3738 | 3.3617 | 3.0122 | 4.4008
40220 | jun | 6.3543 | 3.373 | 2.9813 | 3.9828
40222 | jun | 6.3596 | 3.39 | 2.9696 | 3.9421
40223 | jun | 6.3184 | 3.4096 | 2.9089 | 3.4161
40228 | jun | 6.3471 | 3.3713 | 2.9758 | 4.0357
40229 | jun | 6.3513 | 3.3721 | 2.9792 | 4.1635
40241 | jun | 6.3422 | 3.4248 | 2.9175 | 3.667
40242 | jun | 6.351 | 3.4029 | 2.9481 | 3.8009
40243 | jun | 6.3086 | 3.4045 | 2.9042 | 3.3262
40245 | jun | 6.2573 | 3.4446 | 2.8126 | 2.6989
40258 | jun | 6.3945 | 3.4557 | 2.9388 | 4.5652
40272 | jun | 6.3983 | 3.4473 | 2.9511 | 4.7375
40291 | jun | 6.3144 | 3.3836 | 2.9309 | 3.645
40292 | jun | 6.4092 | 3.3485 | 3.0607 | 4.817
40299 | jun | 6.2834 | 3.4059 | 2.8775 | 3.1857
40311 | jun | 5.9027 | 3.715 | 2.1876 | 0.86953
40312 | jun | 5.8628 | 3.7933 | 2.0694 | -0.17842
40313 | jun | 5.751 | 3.8454 | 1.9056 | -1.8617
40316 | jun | 5.7611 | 3.8798 | 1.8813 | -2.215
40322 | jun | 5.7866 | 3.8696 | 1.917 | -1.9921
40324 | jun | 5.9864 | 3.7147 | 2.2718 | 2.0847
40328 | jun | 6.0151 | 3.8741 | 2.141 | -1.0593
40330 | jun | 6.0027 | 3.7429 | 2.2598 | 0.67393
40336 | jun | 5.8649 | 3.7649 | 2.1 | -0.056952
40337 | jun | 5.8352 | 3.8164 | 2.0189 | -0.66841
40342 | jun | 6.048 | 3.5973 | 2.4507 | 1.4335
40346 | jun | 5.8071 | 3.8457 | 1.9614 | -1.5246
40347 | jun | 5.9974 | 3.6719 | 2.3255 | 2.3376
40350 | jun | 5.8755 | 3.7449 | 2.1306 | 0.04442
40351 | jun | 5.7439 | 3.8108 | 1.9331 | -1.575
40353 | jun | 5.8357 | 3.8069 | 2.0288 | -0.36334
40355 | jun | 6.1492 | 3.6101 | 2.5392 | 3.4461
40356 | jun | 5.9316 | 3.8028 | 2.1288 | 1.174
40358 | jun | 5.809 | 3.848 | 1.961 | -1.5638
40359 | jun | 6.0935 | 3.6214 | 2.4722 | 3.0675
40360 | jun | 5.8203 | 3.8057 | 2.0145 | -0.90622
40361 | jun | 5.9118 | 3.7546 | 2.1572 | 1.1111
40370 | jun | 6.0098 | 3.6845 | 2.3252 | 2.3627
40371 | jun | 5.7927 | 3.8542 | 1.9385 | -1.772
40372 | jun | 6.0148 | 3.6778 | 2.337 | 1.2831
40374 | jun | 5.8551 | 3.7749 | 2.0802 | -0.22719
40376 | jun | 5.7944 | 3.8421 | 1.9522 | -1.6361
40379 | jun | 6.0162 | 3.6557 | 2.3605 | 2.6462
40380 | jun | 5.8239 | 3.8254 | 1.9985 | -1.1274
40383 | jun | 5.9914 | 3.6973 | 2.2941 | 1.8693
40385 | jun | 5.8894 | 3.7788 | 2.1106 | 0.51801
40387 | jun | 5.7574 | 3.8737 | 1.8836 | -2.1555
40390 | jun | 5.9648 | 3.7718 | 2.193 | 1.2731
40391 | jun | 5.8957 | 3.7974 | 2.0984 | 0.54369
40402 | jun | 5.7863 | 3.6065 | 2.1799 | -0.46401
40403 | jun | 5.8611 | 3.7954 | 2.0656 | 0.12526
40409 | jun | 5.8633 | 3.79 | 2.0733 | -0.56724
40419 | jun | 5.8717 | 3.8206 | 2.0512 | -0.45181
40422 | jun | 5.9672 | 3.8252 | 2.142 | -0.17516
40437 | jun | 5.9438 | 3.9113 | 2.0325 | -1.5085
40440 | jun | 5.9573 | 3.8641 | 2.0932 | -0.83346
40442 | jun | 5.8972 | 3.9083 | 1.9888 | -1.6528
40444 | jun | 5.9519 | 3.8083 | 2.1436 | 0.6271
40445 | jun | 5.8159 | 3.6485 | 2.1674 | -0.33878
40447 | jun | 5.7998 | 3.7064 | 2.0934 | -0.57183
40456 | jun | 5.8454 | 3.7297 | 2.1157 | -0.47788
40460 | jun | 5.8228 | 3.7261 | 2.0967 | -0.61274
40461 | jun | 5.895 | 3.8162 | 2.0788 | 0.36054
40464 | jun | 5.9788 | 3.8754 | 2.1034 | -1.0885
40468 | jun | 6.0014 | 3.8155 | 2.1859 | -0.41293
40472 | jun | 5.8455 | 3.7896 | 2.0559 | -0.65534
40475 | jun | 5.9145 | 3.8039 | 2.1106 | 0.76373
40481 | jun | 5.8042 | 3.722 | 2.0822 | -0.58571
40484 | jun | 5.9227 | 3.8555 | 2.0672 | -0.60747
40486 | jun | 5.7874 | 3.6773 | 2.1101 | -0.81143
40489 | jun | 5.8747 | 3.8793 | 1.9954 | -1.3646
40502 | jun | 5.9197 | 3.7981 | 2.1216 | 1.2386
40503 | jun | 5.9313 | 3.795 | 2.1363 | 1.3624
40504 | jun | 5.9437 | 3.785 | 2.1588 | 1.486
40505 | jun | 5.9146 | 3.7932 | 2.1214 | 1.2417
40507 | jun | 5.9281 | 3.7904 | 2.1377 | 1.3429
40508 | jun | 5.9303 | 3.7887 | 2.1417 | 1.3699
40509 | jun | 5.9055 | 3.805 | 2.1006 | 0.9787
40510 | jun | 5.9692 | 3.76 | 2.2091 | 1.732
40511 | jun | 5.9474 | 3.7657 | 2.1817 | 1.5529
40513 | jun | 5.9562 | 3.7691 | 2.1871 | 1.6044
40514 | jun | 5.9314 | 3.7979 | 2.1334 | 1.3747
40515 | jun | 5.9111 | 3.8123 | 2.0988 | 0.97208
40516 | jun | 5.9055 | 3.7956 | 2.1099 | 1.0567
40517 | jun | 5.9169 | 3.8036 | 2.1133 | 1.187
40601 | jun | 6.0315 | 3.5709 | 2.4605 | 2.5969
40701 | jun | 5.8436 | 3.6817 | 2.1619 | -1.9
40729 | jun | 5.8007 | 3.5654 | 2.2353 | -0.063133
40734 | jun | 5.8232 | 3.6707 | 2.1525 | -1.6945
40737 | jun | 5.8335 | 3.5534 | 2.2801 | -0.95554
40740 | jun | 5.8265 | 3.5205 | 2.3059 | -0.78275
40741 | jun | 5.8138 | 3.545 | 2.2688 | -0.39474
40744 | jun | 5.8271 | 3.5559 | 2.2712 | -0.85345
40759 | jun | 5.8201 | 3.7969 | 2.0232 | -2.8813
40763 | jun | 5.7828 | 4.0217 | 1.7611 | -4.6244
40769 | jun | 5.8104 | 3.9294 | 1.881 | -4.097
40771 | jun | 5.8477 | 3.6821 | 2.1656 | -2.0611
40801 | jun | 5.6661 | 3.9937 | 1.6725 | -5.6221
40806 | jun | 5.6729 | 4.0139 | 1.659 | -5.6184
40807 | jun | 5.4854 | 3.9155 | 1.5699 | -5.904
40808 | jun | 5.6813 | 3.9795 | 1.7019 | -5.1032
40810 | jun | 5.6852 | 4.0151 | 1.6701 | -5.4183
40813 | jun | 5.7968 | 4.0981 | 1.6987 | -4.9135
40815 | jun | 5.671 | 3.9717 | 1.6993 | -5.5385
40816 | jun | 5.7192 | 3.9752 | 1.7439 | -4.6881
40818 | jun | 5.669 | 3.9862 | 1.6829 | -5.585
40819 | jun | 5.7128 | 4.0435 | 1.6694 | -5.4383
40820 | jun | 5.656 | 3.9465 | 1.7095 | -5.5732
40823 | jun | 5.5426 | 3.9402 | 1.6024 | -5.7445
40824 | jun | 5.6875 | 4.0305 | 1.657 | -5.5636
40826 | jun | 5.5311 | 3.8292 | 1.7018 | -4.0718
40828 | jun | 5.6148 | 3.983 | 1.6318 | -6.0019
40829 | jun | 5.6751 | 3.9888 | 1.6863 | -5.5713
40831 | jun | 5.6889 | 4.0077 | 1.6813 | -5.5426
40840 | jun | 5.7247 | 4.0127 | 1.712 | -5.0318
40843 | jun | 5.5016 | 3.9193 | 1.5823 | -6.0806
40845 | jun | 5.7525 | 4.0483 | 1.7042 | -4.9862
40847 | jun | 5.6505 | 3.9601 | 1.6904 | -5.6609
40855 | jun | 5.5305 | 3.9058 | 1.6247 | -5.2544
40856 | jun | 5.7496 | 4.0538 | 1.6958 | -5.048
40858 | jun | 5.7449 | 3.9621 | 1.7828 | -4.3109
40862 | jun | 5.5452 | 3.861 | 1.6842 | -4.4238
40863 | jun | 5.7083 | 4.0489 | 1.6594 | -5.5921
40865 | jun | 5.652 | 4.0109 | 1.6411 | -5.7658
40868 | jun | 5.7783 | 3.9044 | 1.8739 | -3.4023
40870 | jun | 5.6168 | 3.9953 | 1.6216 | -5.9203
40873 | jun | 5.6892 | 4.0395 | 1.6497 | -5.6986
40902 | jun | 5.7768 | 4.0114 | 1.7654 | -4.461
40903 | jun | 5.8059 | 3.9013 | 1.9046 | -3.2441
40906 | jun | 5.8075 | 3.8562 | 1.9513 | -3.0399
40913 | jun | 5.7663 | 3.9819 | 1.7844 | -4.4155
40914 | jun | 5.7847 | 3.8016 | 1.9832 | -2.2205
40915 | jun | 5.8006 | 3.8357 | 1.9649 | -2.7642
40921 | jun | 5.8085 | 3.8993 | 1.9092 | -3.3054
40923 | jun | 5.8015 | 3.7742 | 2.0274 | -2.3037
40927 | jun | 5.5452 | 3.9635 | 1.5817 | -6.2672
40930 | jun | 5.7986 | 4.0018 | 1.7967 | -4.0679
40935 | jun | 5.7906 | 3.9456 | 1.8449 | -3.7001
40939 | jun | 5.8168 | 4.0359 | 1.7809 | -4.1799
40940 | jun | 5.7578 | 4.115 | 1.6428 | -5.5382
40943 | jun | 5.8069 | 3.7358 | 2.0711 | -2.0175
40946 | jun | 5.8136 | 3.6885 | 2.1252 | -1.6643
40949 | jun | 5.8057 | 3.7856 | 2.0202 | -2.4203
40953 | jun | 5.7976 | 3.8886 | 1.9091 | -3.1269
40958 | jun | 5.7643 | 4.0348 | 1.7295 | -4.7783
40962 | jun | 5.7992 | 3.7375 | 2.0618 | -1.8584
40964 | jun | 5.6808 | 4.0149 | 1.6659 | -5.6867
40965 | jun | 5.7747 | 4.1239 | 1.6508 | -5.2859
40972 | jun | 5.8012 | 3.7481 | 2.0532 | -1.5373
40977 | jun | 5.7978 | 4.0626 | 1.7352 | -4.5843
40979 | jun | 5.7695 | 3.9206 | 1.8488 | -3.669
40982 | jun | 5.7849 | 3.8701 | 1.9148 | -3.0366
40983 | jun | 5.817 | 3.6729 | 2.1441 | -0.87495
40988 | jun | 5.7427 | 4.0233 | 1.7194 | -4.9737
40995 | jun | 5.8105 | 3.9742 | 1.8363 | -3.8064
40997 | jun | 5.7835 | 3.9593 | 1.8242 | -3.8949
41001 | jun | 6.1628 | 3.434 | 2.7288 | 4.7791
41002 | jun | 5.9799 | 3.5033 | 2.4766 | 2.7686
41003 | jun | 6.0436 | 3.6352 | 2.4083 | 2.7564
41004 | jun | 6.0091 | 3.5537 | 2.4554 | 2.7396
41005 | jun | 6.2136 | 3.4303 | 2.7833 | 5.2602
41006 | jun | 6.1139 | 3.499 | 2.615 | 3.9556
41007 | jun | 6.1293 | 3.4362 | 2.6931 | 4.4967
41008 | jun | 6.2381 | 3.6092 | 2.6289 | 3.0948
41010 | jun | 6.0417 | 3.6608 | 2.3809 | 2.6795
41011 | jun | 6.2072 | 3.3696 | 2.8377 | 5.7251
41014 | jun | 6.2107 | 3.3622 | 2.8485 | 5.7729
41015 | jun | 6.1866 | 3.4105 | 2.7761 | 5.1816
41016 | jun | 6.2111 | 3.3663 | 2.8449 | 5.7952
41017 | jun | 6.1873 | 3.4091 | 2.7782 | 5.3051
41018 | jun | 6.1839 | 3.4221 | 2.7617 | 5.2056
41030 | jun | 6.1067 | 3.5658 | 2.541 | 3.6837
41031 | jun | 5.9791 | 3.6738 | 2.3053 | 2.1092
41033 | jun | 6.1042 | 3.5453 | 2.5589 | 3.7783
41034 | jun | 5.9283 | 3.5137 | 2.4147 | 2.2846
41035 | jun | 6.1135 | 3.5997 | 2.5138 | 3.4866
41039 | jun | 5.8883 | 3.6859 | 2.2025 | 0.59968
41040 | jun | 6.0797 | 3.574 | 2.5057 | 3.301
41041 | jun | 5.8536 | 3.6815 | 2.1721 | 0.070829
41042 | jun | 6.183 | 3.4431 | 2.7399 | 5.0258
41043 | jun | 6.0811 | 3.5063 | 2.5748 | 3.4806
41044 | jun | 5.9312 | 3.5591 | 2.3721 | 2.0664
41045 | jun | 6.2329 | 3.5984 | 2.6344 | 3.7291
41046 | jun | 6.1591 | 3.5929 | 2.5662 | 3.7446
41048 | jun | 6.2179 | 3.3852 | 2.8327 | 5.6488
41049 | jun | 5.811 | 3.7671 | 2.0439 | -0.80028
41051 | jun | 6.1572 | 3.4677 | 2.6895 | 4.6088
41052 | jun | 6.134 | 3.6075 | 2.5266 | 3.503
41055 | jun | 5.8887 | 3.6255 | 2.2632 | 1.0775
41056 | jun | 5.8913 | 3.5696 | 2.3218 | 1.3664
41059 | jun | 6.1791 | 3.3722 | 2.8069 | 5.338
41063 | jun | 6.1351 | 3.5018 | 2.6333 | 4.2195
41064 | jun | 5.9374 | 3.6244 | 2.3129 | 1.8108
41071 | jun | 6.219 | 3.3472 | 2.8719 | 5.9058
41073 | jun | 6.2329 | 3.3336 | 2.8993 | 6.066
41074 | jun | 6.2411 | 3.3281 | 2.913 | 6.1291
41075 | jun | 6.2272 | 3.333 | 2.8943 | 6.0268
41076 | jun | 6.2063 | 3.3698 | 2.8366 | 5.5857
41080 | jun | 6.2576 | 3.4127 | 2.8449 | 5.4169
41083 | jun | 6.1911 | 3.6028 | 2.5882 | 3.5487
41085 | jun | 6.2123 | 3.3449 | 2.8674 | 5.7827
41086 | jun | 6.1922 | 3.5859 | 2.6063 | 3.9129
41091 | jun | 6.195 | 3.4828 | 2.7122 | 4.7712
41092 | jun | 6.1588 | 3.5373 | 2.6215 | 4.1971
41093 | jun | 5.7748 | 3.7306 | 2.0442 | -0.79802
41094 | jun | 6.1496 | 3.5061 | 2.6435 | 4.326
41095 | jun | 6.1975 | 3.5609 | 2.6366 | 4.1517
41097 | jun | 6.0724 | 3.6293 | 2.4431 | 3.0398
41098 | jun | 6.2097 | 3.6026 | 2.6071 | 3.4069
41101 | jun | 5.6502 | 3.5931 | 2.0571 | 2.3256
41102 | jun | 5.6614 | 3.6824 | 1.9789 | 1.9838
41121 | jun | 5.6728 | 3.6942 | 1.9786 | 1.8141
41124 | jun | 5.7039 | 3.7102 | 1.9937 | 0.53507
41129 | jun | 5.6475 | 3.5393 | 2.1082 | 2.2187
41132 | jun | 5.6821 | 3.6754 | 2.0067 | 1.2014
41135 | jun | 5.7203 | 3.6953 | 2.025 | -0.42829
41139 | jun | 5.6617 | 3.6919 | 1.9699 | 2.1727
41141 | jun | 5.7408 | 3.543 | 2.1978 | 1.0127
41143 | jun | 5.6892 | 3.6962 | 1.993 | 0.86202
41144 | jun | 5.6845 | 3.6179 | 2.0665 | 1.8057
41146 | jun | 5.6904 | 3.7003 | 1.9901 | 1.0784
41149 | jun | 5.7073 | 3.7727 | 1.9346 | -0.3842
41159 | jun | 5.7164 | 3.755 | 1.9615 | -0.070983
41164 | jun | 5.6942 | 3.7199 | 1.9743 | -0.26318
41166 | jun | 5.7325 | 3.4412 | 2.2913 | 1.7368
41168 | jun | 5.6702 | 3.6695 | 2.0007 | 1.5497
41169 | jun | 5.6583 | 3.6704 | 1.9879 | 2.2437
41171 | jun | 5.6942 | 3.7744 | 1.9197 | -0.55082
41174 | jun | 5.7299 | 3.3525 | 2.3774 | 2.4596
41175 | jun | 5.7142 | 3.4458 | 2.2685 | 2.2251
41179 | jun | 5.7504 | 3.6164 | 2.134 | 0.10752
41180 | jun | 5.6862 | 3.6848 | 2.0014 | 0.91774
41183 | jun | 5.6613 | 3.6823 | 1.979 | 2.2983
41189 | jun | 5.8413 | 3.5524 | 2.2889 | 0.94546
41201 | jun | 5.6811 | 3.6543 | 2.0268 | 1.0896
41204 | jun | 5.7291 | 3.6877 | 2.0414 | 0.83145
41214 | jun | 5.7247 | 3.6853 | 2.0395 | 0.89125
41216 | jun | 5.7388 | 3.7502 | 1.9886 | 0.01113
41219 | jun | 5.7244 | 3.7476 | 1.9768 | 0.024398
41222 | jun | 5.7271 | 3.7639 | 1.9632 | -0.24277
41224 | jun | 5.7141 | 3.6271 | 2.0871 | 1.3904
41226 | jun | 5.7217 | 3.7593 | 1.9625 | -0.13343
41230 | jun | 5.678 | 3.5984 | 2.0797 | 1.5643
41231 | jun | 5.7081 | 3.6283 | 2.0798 | 1.3837
41232 | jun | 5.7012 | 3.6477 | 2.0536 | 1.1131
41234 | jun | 5.7374 | 3.705 | 2.0324 | 0.68095
41238 | jun | 5.7254 | 3.777 | 1.9484 | -0.44332
41240 | jun | 5.7266 | 3.7058 | 2.0207 | 0.56415
41250 | jun | 5.7274 | 3.6739 | 2.0534 | 1.0904
41254 | jun | 5.7214 | 3.6734 | 2.048 | 0.91609
41255 | jun | 5.7236 | 3.7302 | 1.9934 | 0.23071
41256 | jun | 5.7259 | 3.7534 | 1.9725 | -0.081287
41257 | jun | 5.7169 | 3.7107 | 2.0061 | 0.45797
41260 | jun | 5.7346 | 3.7083 | 2.0263 | 0.60747
41262 | jun | 5.7258 | 3.6632 | 2.0626 | 1.0828
41263 | jun | 5.7234 | 3.6991 | 2.0243 | 0.64008
41265 | jun | 5.7397 | 3.7102 | 2.0295 | 0.65323
41267 | jun | 5.7037 | 3.6138 | 2.0898 | 1.4812
41271 | jun | 5.7324 | 3.6975 | 2.0349 | 0.73397
41274 | jun | 5.7253 | 3.7253 | 1.9999 | 0.30337
41301 | jun | 5.7502 | 3.8515 | 1.8987 | -1.9375
41311 | jun | 5.8114 | 3.7728 | 2.0386 | -0.94691
41314 | jun | 5.8173 | 3.7649 | 2.0524 | -1.2098
41317 | jun | 5.7552 | 3.8438 | 1.9114 | -1.8933
41332 | jun | 5.7316 | 3.8634 | 1.8683 | -2.0617
41338 | jun | 5.8174 | 3.7213 | 2.0961 | -0.9624
41339 | jun | 5.7886 | 3.8245 | 1.9641 | -1.6161
41348 | jun | 5.7819 | 3.8337 | 1.9482 | -1.812
41351 | jun | 5.7925 | 3.7849 | 2.0076 | -1.7669
41360 | jun | 5.7628 | 3.8565 | 1.9063 | -1.9567
41364 | jun | 5.8142 | 3.7624 | 2.0518 | -1.3632
41365 | jun | 5.7762 | 3.8364 | 1.9398 | -1.6718
41366 | jun | 5.7764 | 3.8431 | 1.9333 | -1.7008
41367 | jun | 5.7502 | 3.8448 | 1.9054 | -1.9742
41385 | jun | 5.78 | 3.8417 | 1.9383 | -1.7472
41386 | jun | 5.8031 | 3.7174 | 2.0856 | -0.77748
41390 | jun | 5.8118 | 3.8225 | 1.9893 | -1.7024
41397 | jun | 5.7951 | 3.8066 | 1.9885 | -1.2972
41425 | jun | 5.7296 | 3.8671 | 1.8626 | -2.0782
41464 | jun | 5.7295 | 3.8026 | 1.9269 | -0.96947
41465 | jun | 5.7328 | 3.823 | 1.9098 | -1.2689
41472 | jun | 5.7215 | 3.8354 | 1.8862 | -1.5042
41501 | jun | 5.7178 | 3.6973 | 2.0206 | 0.39928
41503 | jun | 5.6789 | 3.6303 | 2.0486 | 1.0362
41512 | jun | 5.5808 | 3.6892 | 1.8916 | -1.0609
41513 | jun | 5.6416 | 3.6349 | 2.0067 | 0.21795
41514 | jun | 5.6932 | 3.6424 | 2.0508 | 1.0483
41519 | jun | 5.679 | 3.6511 | 2.0279 | 0.7502
41522 | jun | 5.607 | 3.6508 | 1.9562 | -0.29722
41524 | jun | 5.6238 | 3.6017 | 2.022 | 0.38895
41527 | jun | 5.6742 | 3.6314 | 2.0428 | 0.97036
41528 | jun | 5.6009 | 3.5551 | 2.0458 | 0.90833
41531 | jun | 5.6483 | 3.6123 | 2.036 | 0.88296
41535 | jun | 5.6647 | 3.635 | 2.0297 | 0.82417
41537 | jun | 5.5819 | 3.7455 | 1.8364 | -1.9109
41539 | jun | 5.6716 | 3.6412 | 2.0304 | 0.58766
41540 | jun | 5.632 | 3.6197 | 2.0122 | 0.29296
41543 | jun | 5.6611 | 3.6337 | 2.0274 | 0.69941
41544 | jun | 5.6297 | 3.5793 | 2.0505 | 0.95442
41548 | jun | 5.625 | 3.6105 | 2.0145 | 0.3223
41553 | jun | 5.5885 | 3.5676 | 2.0208 | 0.66457
41554 | jun | 5.6694 | 3.634 | 2.0354 | 0.50864
41555 | jun | 5.6482 | 3.6191 | 2.0291 | 0.72617
41557 | jun | 5.7124 | 3.6757 | 2.0367 | 0.58848
41558 | jun | 5.6316 | 3.5984 | 2.0332 | 0.76388
41559 | jun | 5.6726 | 3.6463 | 2.0262 | 0.36714
41560 | jun | 5.7066 | 3.7134 | 1.9932 | -0.12358
41562 | jun | 5.6803 | 3.6769 | 2.0034 | 0.085214
41563 | jun | 5.5669 | 3.7088 | 1.8581 | -1.5023
41564 | jun | 5.6987 | 3.6672 | 2.0315 | 0.7745
41566 | jun | 5.5926 | 3.5844 | 2.0082 | 0.39852
41567 | jun | 5.6619 | 3.6347 | 2.0272 | 0.76153
41568 | jun | 5.556 | 3.5137 | 2.0424 | 0.93184
41571 | jun | 5.7229 | 3.6843 | 2.0386 | 0.84129
41572 | jun | 5.6375 | 3.752 | 1.8855 | -1.4061
41601 | jun | 5.7672 | 3.7327 | 2.0345 | 0.33157
41602 | jun | 5.7468 | 3.7173 | 2.0295 | 0.58052
41603 | jun | 5.7609 | 3.7287 | 2.0322 | 0.34109
41604 | jun | 5.6996 | 3.7508 | 1.9488 | -0.83092
41605 | jun | 5.7557 | 3.7174 | 2.0383 | 0.5609
41606 | jun | 5.6692 | 3.7675 | 1.9016 | -1.3864
41607 | jun | 5.749 | 3.7667 | 1.9823 | -0.32185
41615 | jun | 5.7592 | 3.7334 | 2.0258 | 0.1888
41616 | jun | 5.7428 | 3.7864 | 1.9564 | -0.716
41621 | jun | 5.7639 | 3.7298 | 2.0341 | 0.38267
41622 | jun | 5.7518 | 3.768 | 1.9838 | -0.50669
41630 | jun | 5.7366 | 3.7995 | 1.9371 | -1.2001
41631 | jun | 5.7467 | 3.744 | 2.0028 | -0.21784
41632 | jun | 5.7342 | 3.8115 | 1.9228 | -1.2498
41635 | jun | 5.7463 | 3.7247 | 2.0216 | 0.19248
41636 | jun | 5.7203 | 3.7584 | 1.9619 | -0.78346
41640 | jun | 5.7361 | 3.8072 | 1.9289 | -1.2719
41642 | jun | 5.7601 | 3.7233 | 2.0368 | 0.46486
41643 | jun | 5.7458 | 3.7664 | 1.9794 | -0.63108
41645 | jun | 5.7551 | 3.7623 | 1.9928 | -0.37526
41647 | jun | 5.7377 | 3.747 | 1.9907 | -0.41106
41649 | jun | 5.7652 | 3.7454 | 2.0198 | 0.048598
41650 | jun | 5.6798 | 3.7526 | 1.9272 | -1.0368
41653 | jun | 5.7484 | 3.7466 | 2.0018 | 0.03916
41655 | jun | 5.7579 | 3.7456 | 2.0123 | -0.099575
41660 | jun | 5.7284 | 3.7265 | 2.0018 | -0.12264
41666 | jun | 5.7396 | 3.781 | 1.9585 | -0.93299
41701 | jun | 5.7496 | 3.8621 | 1.8875 | -2.5108
41712 | jun | 5.7389 | 3.8541 | 1.8847 | -2.2567
41714 | jun | 5.768 | 3.8429 | 1.9251 | -2.5417
41719 | jun | 5.7558 | 3.8555 | 1.9003 | -2.2995
41721 | jun | 5.7832 | 3.816 | 1.9672 | -2.0217
41722 | jun | 5.7349 | 3.8535 | 1.8814 | -2.2622
41723 | jun | 5.756 | 3.8564 | 1.8996 | -2.428
41725 | jun | 5.732 | 3.8569 | 1.8751 | -2.5127
41727 | jun | 5.7728 | 3.8402 | 1.9326 | -2.0292
41729 | jun | 5.7523 | 3.8615 | 1.8909 | -2.4717
41731 | jun | 5.7012 | 3.9155 | 1.7857 | -4.0442
41735 | jun | 5.6616 | 3.9485 | 1.7131 | -4.9293
41736 | jun | 5.74 | 3.8507 | 1.8893 | -2.1406
41740 | jun | 5.7301 | 3.8548 | 1.8753 | -2.3734
41745 | jun | 5.7977 | 3.8231 | 1.9746 | -1.943
41746 | jun | 5.7391 | 3.8791 | 1.86 | -3.0552
41749 | jun | 5.7677 | 3.8664 | 1.9013 | -2.7589
41754 | jun | 5.7679 | 3.8456 | 1.9223 | -2.2029
41759 | jun | 5.7305 | 3.8638 | 1.8667 | -2.8364
41760 | jun | 5.7321 | 3.8833 | 1.8488 | -3.2162
41763 | jun | 5.7094 | 3.9346 | 1.7748 | -4.3125
41764 | jun | 5.7396 | 3.9216 | 1.818 | -3.7458
41766 | jun | 5.7652 | 3.8598 | 1.9053 | -2.6751
41772 | jun | 5.7258 | 3.8464 | 1.8794 | -2.0341
41773 | jun | 5.7258 | 3.8663 | 1.8595 | -2.9204
41774 | jun | 5.7319 | 3.9004 | 1.8316 | -3.4878
41775 | jun | 5.7587 | 3.9151 | 1.8436 | -3.5728
41776 | jun | 5.7432 | 3.9131 | 1.8301 | -3.5745
41777 | jun | 5.7103 | 3.956 | 1.7542 | -4.5553
41804 | jun | 5.6842 | 3.8675 | 1.8168 | -3.2589
41812 | jun | 5.6237 | 3.8018 | 1.8218 | -2.4263
41815 | jun | 5.5942 | 3.8247 | 1.7695 | -3.2223
41817 | jun | 5.7185 | 3.8233 | 1.8952 | -1.9287
41819 | jun | 5.6267 | 3.9579 | 1.6688 | -5.3299
41821 | jun | 5.659 | 3.8922 | 1.7668 | -3.9269
41822 | jun | 5.7231 | 3.8441 | 1.879 | -2.3573
41824 | jun | 5.6594 | 3.8396 | 1.8198 | -2.9259
41825 | jun | 5.5904 | 3.7823 | 1.8082 | -2.3888
41826 | jun | 5.6778 | 3.8517 | 1.8261 | -3.0002
41828 | jun | 5.6608 | 3.7966 | 1.8641 | -1.9906
41831 | jun | 5.7247 | 3.8351 | 1.8896 | -1.978
41832 | jun | 5.6819 | 3.8669 | 1.815 | -3.2654
41833 | jun | 5.6093 | 3.9114 | 1.6979 | -4.6621
41834 | jun | 5.719 | 3.8448 | 1.8742 | -2.5131
41835 | jun | 5.5786 | 3.7684 | 1.8102 | -2.3157
41836 | jun | 5.7058 | 3.8379 | 1.8678 | -2.5041
41837 | jun | 5.5482 | 3.8145 | 1.7337 | -3.5484
41838 | jun | 5.5843 | 3.8042 | 1.7801 | -2.8733
41839 | jun | 5.7307 | 3.8094 | 1.9213 | -1.473
41840 | jun | 5.5811 | 3.7868 | 1.7943 | -2.603
41843 | jun | 5.6861 | 3.8225 | 1.8636 | -2.3286
41844 | jun | 5.7049 | 3.8131 | 1.8918 | -1.914
41845 | jun | 5.6519 | 3.8491 | 1.8028 | -3.1443
41847 | jun | 5.7017 | 3.8512 | 1.8505 | -2.8232
41848 | jun | 5.6503 | 3.8592 | 1.791 | -3.3344
41855 | jun | 5.5912 | 3.8178 | 1.7734 | -3.1019
41858 | jun | 5.606 | 3.8375 | 1.7685 | -3.3481
41859 | jun | 5.7167 | 3.7867 | 1.93 | -1.2935
41861 | jun | 5.7247 | 3.7974 | 1.9273 | -1.3907
41862 | jun | 5.7001 | 3.7843 | 1.9158 | -1.4115
42001 | jun | 6.9586 | 3.47 | 3.4887 | 5.0103
42003 | jun | 6.9314 | 3.496 | 3.4354 | 4.4476
42020 | jun | 6.7501 | 3.5932 | 3.1569 | 1.6135
42021 | jul | 6.9943 | 3.6066 | 3.3877 | 5.0295
42023 | jul | 7.0315 | 3.5561 | 3.4753 | 5.6661
42024 | jul | 7.0448 | 3.4678 | 3.577 | 6.3418
42025 | jun | 6.8128 | 3.5479 | 3.2648 | 2.7543
42027 | jun | 6.9268 | 3.524 | 3.4028 | 4.1866
42028 | jun | 6.8787 | 3.5474 | 3.3313 | 4.0527
42029 | jun | 6.873 | 3.5203 | 3.3527 | 3.6814
42031 | jul | 6.9796 | 3.6042 | 3.3754 | 4.7964
42032 | jul | 7.029 | 3.5393 | 3.4897 | 5.6277
42035 | jun | 6.9888 | 3.5539 | 3.4349 | 5.154
42036 | jun | 6.745 | 3.5723 | 3.1727 | 1.6053
42038 | jun | 6.7556 | 3.4798 | 3.2759 | 2.651
42039 | jun | 6.961 | 3.6041 | 3.3569 | 4.4287
42040 | jun | 6.7856 | 3.6484 | 3.1372 | 2.0595
42041 | aug | 6.0858 | 2.8518 | 3.234 | 3.7083
42044 | jun | 6.8094 | 3.5255 | 3.2838 | 2.9821
42045 | jun | 6.841 | 3.5202 | 3.3208 | 3.4821
42047 | jun | 6.8841 | 3.5753 | 3.3088 | 4.319
42048 | jun | 6.76 | 3.5617 | 3.1982 | 1.8991
42049 | jun | 6.72 | 3.6471 | 3.0729 | 0.98982
42050 | jul | 7.0147 | 3.4906 | 3.5241 | 5.4792
42051 | jun | 6.907 | 3.5548 | 3.3523 | 3.886
42053 | jun | 6.9903 | 3.4838 | 3.5065 | 5.7238
42054 | jun | 6.7814 | 3.6036 | 3.1777 | 2.1701
42055 | jun | 6.7801 | 3.5055 | 3.2746 | 2.7687
42056 | jul | 7.0157 | 3.4985 | 3.5172 | 6.0135
42058 | jun | 6.9092 | 3.5071 | 3.402 | 4.1725
42064 | jun | 6.8195 | 3.5125 | 3.307 | 3.7631
42066 | jun | 6.8617 | 3.6159 | 3.2458 | 3.2396
42069 | jun | 6.9587 | 3.5223 | 3.4364 | 4.6155
42071 | jun | 6.7287 | 3.6152 | 3.1135 | 1.2736
42076 | jun | 6.6263 | 3.5984 | 3.0278 | 0.46832
42078 | jun | 6.8653 | 3.5532 | 3.3121 | 4.0138
42079 | jun | 6.7984 | 3.6748 | 3.1236 | 2.2048
42081 | jun | 6.8863 | 3.5494 | 3.337 | 4.1963
42082 | jun | 6.8894 | 3.5302 | 3.3591 | 3.6974
42083 | jun | 6.8541 | 3.529 | 3.3251 | 3.7043
42085 | aug | 6.0432 | 2.8615 | 3.1816 | 3.3768
42086 | jun | 6.9704 | 3.4474 | 3.5231 | 5.4513
42087 | jul | 7.0345 | 3.5361 | 3.4984 | 5.9226
42088 | jun | 6.8687 | 3.6782 | 3.1905 | 3.1525
42101 | jun | 6.417 | 3.7512 | 2.6658 | 0.50117
42103 | jun | 6.3677 | 3.8264 | 2.5413 | -0.25501
42104 | jun | 6.3778 | 3.798 | 2.5798 | 0.18236
42120 | jun | 6.3192 | 3.8191 | 2.5 | -1.1165
42122 | jun | 6.365 | 3.8235 | 2.5416 | -0.26158
42123 | jun | 6.2783 | 3.9256 | 2.3526 | -2.2132
42124 | jun | 6.1398 | 4.0695 | 2.0703 | -4.0047
42127 | jun | 6.266 | 3.9252 | 2.3408 | -1.8291
42129 | jun | 6.165 | 4.0892 | 2.0758 | -3.7535
42130 | jun | 6.2241 | 4.0244 | 2.1998 | -3.2631
42131 | jun | 6.2533 | 3.9642 | 2.289 | -2.7185
42133 | jun | 6.228 | 3.9423 | 2.2856 | -2.8057
42134 | jun | 6.3783 | 3.7119 | 2.6663 | 0.56997
42140 | jun | 6.1479 | 3.9791 | 2.1688 | -3.6932
42141 | jun | 6.265 | 3.9573 | 2.3077 | -2.3811
42151 | jun | 6.108 | 4.0443 | 2.0637 | -4.3775
42153 | jun | 6.2589 | 3.9034 | 2.3555 | -2.4513
42154 | jun | 6.2167 | 4.0393 | 2.1774 | -3.1188
42156 | jun | 6.2998 | 3.9008 | 2.399 | -1.776
42157 | jun | 6.1784 | 4.0086 | 2.1698 | -3.5278
42159 | jun | 6.3526 | 3.8278 | 2.5248 | -0.60333
42160 | jun | 6.2883 | 3.8748 | 2.4134 | -1.3465
42163 | jun | 6.2972 | 3.8599 | 2.4373 | -1.1638
42164 | jun | 6.3155 | 3.8582 | 2.4574 | -1.2964
42166 | jun | 6.1708 | 4.0533 | 2.1175 | -3.7618
42167 | jun | 6.1255 | 4.0363 | 2.0892 | -4.0764
42170 | jun | 6.3911 | 3.7333 | 2.6578 | 0.65852
42171 | jun | 6.3251 | 3.8423 | 2.4828 | -0.91713
42202 | jun | 6.4464 | 3.5724 | 2.874 | 1.7146
42204 | jun | 6.5213 | 3.5035 | 3.0179 | 1.8241
42206 | jun | 6.4588 | 3.6636 | 2.7952 | 1.1592
42207 | jun | 6.3636 | 3.688 | 2.6756 | 0.25311
42210 | jun | 6.372 | 3.7318 | 2.6402 | 0.061256
42211 | jun | 6.6333 | 3.4574 | 3.1758 | 1.4495
42214 | jun | 6.2238 | 4.0448 | 2.179 | -2.8874
42215 | jun | 6.6199 | 3.3714 | 3.2485 | 1.8936
42217 | jun | 6.6016 | 3.362 | 3.2396 | 1.9659
42220 | jun | 6.5464 | 3.4436 | 3.1028 | 1.7348
42223 | jun | 6.5301 | 3.3811 | 3.149 | 1.7766
42232 | jun | 6.5869 | 3.3536 | 3.2333 | 1.616
42234 | jun | 6.5366 | 3.4711 | 3.0655 | 1.8422
42236 | jun | 6.5548 | 3.3234 | 3.2314 | 1.8148
42240 | jun | 6.5655 | 3.3359 | 3.2296 | 1.7158
42252 | jun | 6.4629 | 3.668 | 2.7949 | 1.0062
42254 | jun | 6.5438 | 3.3761 | 3.1677 | 1.4317
42256 | jun | 6.5375 | 3.5358 | 3.0016 | 1.8603
42259 | jun | 6.3099 | 3.7817 | 2.5282 | -0.53184
42261 | jun | 6.5059 | 3.6049 | 2.901 | 1.6462
42262 | jun | 6.544 | 3.3362 | 3.2078 | 2.1728
42265 | jun | 6.5067 | 3.5268 | 2.9799 | 1.813
42266 | jun | 6.5429 | 3.3384 | 3.2044 | 2.0853
42273 | jun | 6.5447 | 3.5387 | 3.0061 | 2.1669
42274 | jun | 6.4181 | 3.7325 | 2.6856 | 0.81114
42275 | jun | 6.441 | 3.6857 | 2.7553 | 0.71986
42276 | jun | 6.5011 | 3.5758 | 2.9253 | 1.6347
42280 | jun | 6.5419 | 3.4799 | 3.062 | 1.7
42285 | jun | 6.3739 | 3.7029 | 2.671 | 0.23553
42286 | jun | 6.5433 | 3.4197 | 3.1237 | 1.9189
42287 | jun | 6.4596 | 3.6252 | 2.8344 | 1.1971
42301 | jun | 6.7538 | 3.3557 | 3.398 | 4.6642
42303 | jun | 6.6654 | 3.4513 | 3.2141 | 3.923
42320 | jun | 6.5639 | 3.5007 | 3.0632 | 2.5544
42321 | jun | 6.5681 | 3.4567 | 3.1114 | 2.3693
42323 | jun | 6.5653 | 3.4703 | 3.0949 | 2.361
42324 | jun | 6.5561 | 3.4938 | 3.0623 | 2.2047
42325 | jun | 6.6501 | 3.3783 | 3.2719 | 3.2853
42326 | jun | 6.5668 | 3.4766 | 3.0902 | 2.4293
42327 | jun | 6.728 | 3.351 | 3.377 | 4.3082
42328 | jun | 6.6231 | 3.4335 | 3.1896 | 3.2159
42330 | jun | 6.6125 | 3.425 | 3.1875 | 3.0056
42333 | jun | 6.5272 | 3.5454 | 2.9818 | 2.12
42337 | jun | 6.569 | 3.4744 | 3.0946 | 2.4927
42338 | jun | 6.53 | 3.5256 | 3.0044 | 2.4678
42339 | jun | 6.5531 | 3.5033 | 3.0499 | 2.1088
42343 | jun | 6.5247 | 3.5345 | 2.9903 | 2.4489
42344 | jun | 6.6403 | 3.373 | 3.2673 | 3.0344
42345 | jun | 6.5872 | 3.418 | 3.1692 | 2.4048
42347 | jun | 6.5891 | 3.4827 | 3.1065 | 2.9461
42348 | jun | 6.5548 | 3.5491 | 3.0057 | 2.8764
42349 | jun | 6.4975 | 3.5564 | 2.9411 | 1.928
42350 | jun | 6.67 | 3.3858 | 3.2841 | 3.6743
42351 | jun | 6.6061 | 3.5279 | 3.0782 | 3.3344
42352 | jun | 6.6539 | 3.4174 | 3.2364 | 3.5867
42354 | jun | 6.5867 | 3.4781 | 3.1086 | 2.821
42355 | jun | 6.6535 | 3.4902 | 3.1633 | 3.6881
42361 | jun | 6.5121 | 3.54 | 2.9721 | 2.2005
42366 | jun | 6.6147 | 3.4864 | 3.1283 | 3.4185
42367 | jun | 6.5996 | 3.4162 | 3.1833 | 2.765
42368 | jun | 6.5396 | 3.5411 | 2.9985 | 2.6194
42369 | jun | 6.5844 | 3.468 | 3.1164 | 2.7592
42371 | jun | 6.699 | 3.3579 | 3.3411 | 4.005
42372 | jun | 6.6846 | 3.3643 | 3.3203 | 3.7251
42376 | jun | 6.6663 | 3.4183 | 3.248 | 3.8137
42378 | jun | 6.5815 | 3.503 | 3.0785 | 3.0024
42404 | jun | 6.7958 | 3.4162 | 3.3795 | 4.2104
42406 | jun | 6.8214 | 3.3408 | 3.4806 | 5.0919
42408 | jun | 6.6958 | 3.3863 | 3.3095 | 2.7784
42409 | jun | 6.7873 | 3.3722 | 3.4151 | 4.2898
42410 | jun | 6.6743 | 3.3604 | 3.3139 | 3.134
42411 | jun | 6.7765 | 3.4833 | 3.2932 | 3.0933
42413 | jun | 6.7296 | 3.3471 | 3.3825 | 3.9105
42420 | jun | 6.806 | 3.3116 | 3.4944 | 5.2586
42431 | jun | 6.6934 | 3.3576 | 3.3358 | 3.435
42436 | jun | 6.7587 | 3.36 | 3.3987 | 3.7415
42437 | jun | 6.8265 | 3.4212 | 3.4052 | 4.8849
42441 | jun | 6.759 | 3.3755 | 3.3834 | 3.6397
42442 | jun | 6.6413 | 3.3615 | 3.2798 | 2.6126
42445 | jun | 6.7272 | 3.4323 | 3.2949 | 2.6847
42450 | jun | 6.7828 | 3.3939 | 3.389 | 3.8836
42451 | jun | 6.8011 | 3.3127 | 3.4884 | 5.3355
42452 | jun | 6.8004 | 3.3233 | 3.477 | 4.8964
42453 | jun | 6.6518 | 3.3662 | 3.2856 | 2.5564
42455 | jun | 6.7877 | 3.3397 | 3.448 | 4.5143
42456 | jun | 6.7623 | 3.3446 | 3.4177 | 4.1855
42458 | jun | 6.8058 | 3.3007 | 3.5051 | 5.4255
42459 | jun | 6.8274 | 3.4791 | 3.3483 | 4.5816
42461 | jun | 6.8287 | 3.382 | 3.4467 | 5.298
42462 | jun | 6.8333 | 3.3702 | 3.4632 | 5.0944
42464 | jun | 6.6308 | 3.3681 | 3.2628 | 2.6895
42501 | jun | 5.8663 | 3.763 | 2.1033 | -1.5205
42503 | jun | 5.8922 | 3.8088 | 2.0835 | -1.406
42516 | jun | 5.9067 | 3.9455 | 1.9612 | -2.2698
42518 | jun | 5.9005 | 3.946 | 1.9544 | -2.8477
42519 | jun | 5.8771 | 3.8674 | 2.0097 | -2.3609
42528 | jun | 5.9962 | 4.0222 | 1.974 | -2.682
42533 | jun | 5.9202 | 3.8669 | 2.0533 | -1.8859
42539 | jun | 5.984 | 3.9699 | 2.0141 | -2.1349
42541 | jun | 5.9308 | 3.924 | 2.0068 | -1.7147
42544 | jun | 5.9512 | 3.9763 | 1.9749 | -2.6115
42553 | jun | 5.9109 | 3.913 | 1.9979 | -2.0823
42565 | jun | 5.9697 | 4.0026 | 1.9672 | -2.6223
42566 | jun | 5.9148 | 3.9369 | 1.9779 | -2.0144
42567 | jun | 5.8834 | 3.8629 | 2.0205 | -1.5831
42602 | jun | 5.9979 | 4.149 | 1.8489 | -4.7382
42603 | jun | 5.9559 | 4.1376 | 1.8183 | -4.3585
42629 | jun | 6.0377 | 4.0971 | 1.9407 | -3.6582
42633 | jun | 5.9128 | 4.0932 | 1.8197 | -4.0959
42634 | jun | 5.8599 | 3.8333 | 2.0267 | -2.6003
42635 | jun | 5.8101 | 4.0056 | 1.8045 | -4.9203
42638 | jun | 5.8331 | 4.0202 | 1.8129 | -4.6809
42642 | jun | 5.9947 | 4.0609 | 1.9337 | -3.2696
42647 | jun | 5.8606 | 4.0688 | 1.7918 | -4.5588
42649 | jun | 5.8256 | 4.0568 | 1.7688 | -5.1377
42653 | jun | 5.8534 | 3.9395 | 1.9139 | -3.6025
42701 | jun | 6.3039 | 3.7004 | 2.6035 | 2.0841
42712 | jun | 6.3538 | 3.6467 | 2.7071 | 1.2342
42713 | jun | 6.255 | 3.8585 | 2.3965 | -0.6509
42715 | jun | 6.0961 | 4.1202 | 1.9758 | -4.0603
42716 | jun | 6.2122 | 3.9177 | 2.2945 | -0.93096
42717 | jun | 6.0807 | 4.0973 | 1.9833 | -4.2237
42718 | jun | 6.1537 | 4.0003 | 2.1533 | -2.0484
42721 | jun | 6.4412 | 3.5905 | 2.8507 | 1.2817
42722 | jun | 6.2373 | 3.9834 | 2.2539 | -1.8523
42724 | jun | 6.341 | 3.6746 | 2.6664 | 2.0473
42726 | jun | 6.3265 | 3.6877 | 2.6388 | 0.42885
42728 | jun | 6.0988 | 4.0896 | 2.0093 | -3.3426
42729 | jun | 6.2986 | 3.7721 | 2.5264 | -0.37813
42731 | jun | 6.1132 | 4.0885 | 2.0247 | -4.161
42732 | jun | 6.3531 | 3.66 | 2.6931 | 1.5941
42733 | jun | 6.0807 | 4.0113 | 2.0694 | -2.3428
42740 | jun | 6.2751 | 3.7301 | 2.5451 | 1.2952
42741 | jun | 6.0714 | 4.1044 | 1.967 | -3.6304
42742 | jun | 6.1901 | 4.1044 | 2.0857 | -3.5228
42743 | jun | 6.2089 | 4.0683 | 2.1406 | -2.7831
42746 | jun | 6.2387 | 3.9885 | 2.2502 | -2.0683
42748 | jun | 6.2254 | 3.8105 | 2.4149 | 0.34432
42749 | jun | 6.2596 | 3.9302 | 2.3294 | -1.728
42753 | jun | 6.0602 | 4.0458 | 2.0144 | -2.7315
42754 | jun | 6.3904 | 3.6014 | 2.7891 | 1.1059
42757 | jun | 6.228 | 3.9282 | 2.2997 | -1.1803
42762 | jun | 6.4116 | 3.5867 | 2.8249 | 1.0884
42764 | jun | 6.2172 | 3.9522 | 2.265 | -1.3313
42765 | jun | 6.2696 | 3.853 | 2.4167 | -0.8312
42776 | jun | 6.2601 | 3.7725 | 2.4876 | 0.5611
42782 | jun | 6.2256 | 4.0016 | 2.224 | -1.9331
42784 | jun | 6.2568 | 3.8072 | 2.4496 | -0.004626
42788 | jun | 6.3055 | 3.7176 | 2.5879 | 0.9072
43001 | jun | 5.6764 | 3.4234 | 2.253 | 4.4229
43002 | jun | 5.871 | 3.2779 | 2.5931 | 5.6061
43003 | jun | 5.7592 | 3.4372 | 2.3219 | 4.1218
43004 | jun | 5.7506 | 3.2974 | 2.4532 | 5.6883
43006 | jun | 5.637 | 3.682 | 1.9551 | 2.8356
43008 | jun | 5.6916 | 3.3853 | 2.3062 | 4.9349
43009 | jun | 5.9964 | 3.4373 | 2.5591 | 4.5297
43011 | jun | 5.6628 | 3.482 | 2.1808 | 3.626
43013 | jun | 5.669 | 3.4537 | 2.2153 | 4.0145
43014 | jun | 5.6426 | 3.6153 | 2.0274 | 2.9933
43015 | jun | 5.8126 | 3.377 | 2.4356 | 4.6891
43016 | jun | 5.8604 | 3.2868 | 2.5736 | 5.5653
43017 | jun | 5.8513 | 3.2933 | 2.558 | 5.5341
43019 | jun | 5.6361 | 3.5292 | 2.1069 | 2.7762
43021 | jun | 5.7817 | 3.3865 | 2.3952 | 4.8946
43022 | jun | 5.6557 | 3.5646 | 2.0911 | 3.4452
43023 | jun | 5.6795 | 3.4323 | 2.2472 | 4.464
43025 | jun | 5.6912 | 3.383 | 2.3081 | 4.8821
43026 | jun | 5.8764 | 3.2531 | 2.6233 | 5.7278
43028 | jun | 5.651 | 3.5934 | 2.0576 | 3.1996
43029 | jun | 5.9795 | 3.3572 | 2.6224 | 4.9837
43031 | jun | 5.6781 | 3.4336 | 2.2445 | 4.3031
43035 | jun | 5.8166 | 3.3475 | 2.4691 | 5.2047
43037 | jun | 5.6541 | 3.5649 | 2.0892 | 3.5727
43040 | jun | 5.9314 | 3.3472 | 2.5842 | 5.0649
43044 | jun | 5.9815 | 3.396 | 2.5855 | 4.6426
43045 | jun | 5.9816 | 3.3643 | 2.6173 | 4.9828
43046 | jun | 5.6991 | 3.341 | 2.3581 | 5.1167
43050 | jun | 5.655 | 3.5256 | 2.1294 | 3.3576
43054 | jun | 5.7332 | 3.3577 | 2.3755 | 5.2454
43055 | jun | 5.677 | 3.487 | 2.1899 | 4.3652
43056 | jun | 5.6852 | 3.4626 | 2.2226 | 4.7046
43060 | jun | 5.9816 | 3.4213 | 2.5603 | 4.5704
43061 | jun | 5.8493 | 3.3448 | 2.5044 | 4.9126
43062 | jun | 5.7043 | 3.3483 | 2.356 | 5.0866
43064 | jun | 5.9042 | 3.3077 | 2.5965 | 5.2943
43065 | jun | 5.8281 | 3.3227 | 2.5055 | 5.2507
43066 | jun | 5.8621 | 3.3649 | 2.4972 | 4.7376
43067 | jun | 5.9729 | 3.3759 | 2.597 | 4.9858
43068 | jun | 5.7579 | 3.249 | 2.5089 | 5.9809
43071 | jun | 5.6681 | 3.5187 | 2.1494 | 4.0612
43072 | jun | 6.1892 | 3.4441 | 2.745 | 5.7536
43074 | jun | 5.7409 | 3.4289 | 2.312 | 4.307
43076 | jun | 5.6902 | 3.4054 | 2.2848 | 4.8599
43078 | jun | 6.0716 | 3.4526 | 2.619 | 4.9071
43080 | jun | 5.6645 | 3.5168 | 2.1478 | 3.8583
43081 | jun | 5.7845 | 3.3415 | 2.443 | 5.5813
43082 | jun | 5.782 | 3.3663 | 2.4157 | 5.2241
43084 | jun | 5.9782 | 3.4059 | 2.5723 | 4.6001
43085 | jun | 5.8288 | 3.2994 | 2.5294 | 5.7826
43102 | jun | 5.7567 | 3.1971 | 2.5596 | 5.1484
43103 | jun | 5.8528 | 3.1038 | 2.749 | 6.3036
43105 | jun | 5.713 | 3.2901 | 2.4229 | 5.3833
43106 | jun | 5.9267 | 3.2419 | 2.6848 | 4.8691
43107 | jun | 5.701 | 3.3409 | 2.36 | 4.7845
43110 | jun | 5.7849 | 3.1683 | 2.6166 | 6.2016
43112 | jun | 5.7334 | 3.2296 | 2.5037 | 5.5798
43113 | jun | 5.834 | 3.1726 | 2.6614 | 5.3478
43115 | jun | 5.8909 | 3.1533 | 2.7376 | 4.8774
43116 | jun | 5.8877 | 3.1136 | 2.7741 | 6.3713
43119 | jun | 5.8884 | 3.2177 | 2.6707 | 5.8322
43123 | jun | 5.8865 | 3.1594 | 2.727 | 6.2782
43125 | jun | 5.8442 | 3.1019 | 2.7422 | 6.8236
43128 | jun | 5.99 | 3.2924 | 2.6976 | 4.9102
43130 | jun | 5.714 | 3.2613 | 2.4527 | 5.0327
43135 | jun | 5.7371 | 3.2031 | 2.5341 | 4.3273
43137 | jun | 5.8747 | 3.0956 | 2.7791 | 6.7196
43138 | jun | 5.6803 | 3.3044 | 2.3759 | 4.2556
43140 | jun | 5.9323 | 3.2998 | 2.6324 | 5.0887
43143 | jun | 5.9047 | 3.2132 | 2.6915 | 5.2835
43145 | jun | 5.9049 | 3.1781 | 2.7268 | 4.9873
43146 | jun | 5.8944 | 3.1584 | 2.736 | 5.9818
43147 | jun | 5.7485 | 3.2339 | 2.5146 | 5.9448
43148 | jun | 5.6987 | 3.3331 | 2.3656 | 5.065
43149 | jun | 5.7039 | 3.256 | 2.4478 | 4.3972
43150 | jun | 5.6992 | 3.3622 | 2.337 | 4.8978
43152 | jun | 5.7181 | 3.2 | 2.5181 | 4.1007
43153 | jun | 5.9981 | 3.3081 | 2.69 | 5.016
43154 | jun | 5.7724 | 3.2037 | 2.5687 | 5.0272
43155 | jun | 5.7027 | 3.2825 | 2.4201 | 4.6911
43160 | jun | 5.9426 | 3.2321 | 2.7105 | 4.6014
43162 | jun | 5.9011 | 3.2659 | 2.6353 | 5.4041
43164 | jun | 5.8989 | 3.161 | 2.7379 | 5.3857
43201 | jun | 5.852 | 3.203 | 2.6491 | 6.4775
43202 | jun | 5.8461 | 3.2326 | 2.6135 | 6.2656
43203 | jun | 5.8523 | 3.1798 | 2.6725 | 6.7091
43204 | jun | 5.8714 | 3.1822 | 2.6893 | 6.3957
43205 | jun | 5.8566 | 3.1621 | 2.6946 | 6.8311
43206 | jun | 5.863 | 3.1489 | 2.7141 | 6.8724
43207 | jun | 5.8699 | 3.1116 | 2.7583 | 7.0365
43209 | jun | 5.8527 | 3.1568 | 2.6959 | 6.95
43210 | jun | 5.8528 | 3.2155 | 2.6373 | 6.3403
43211 | jun | 5.8409 | 3.2229 | 2.618 | 6.4313
43212 | jun | 5.8601 | 3.1991 | 2.661 | 6.3996
43213 | jun | 5.812 | 3.206 | 2.606 | 6.5266
43214 | jun | 5.8393 | 3.2615 | 2.5778 | 6.0756
43215 | jun | 5.8606 | 3.1779 | 2.6827 | 6.6052
43217 | jun | 5.8672 | 3.0788 | 2.7883 | 6.9193
43219 | jun | 5.829 | 3.2258 | 2.6031 | 6.5106
43220 | jun | 5.8534 | 3.2486 | 2.6049 | 6.022
43221 | jun | 5.8594 | 3.2309 | 2.6285 | 6.1137
43222 | jun | 5.865 | 3.1756 | 2.6894 | 6.5579
43223 | jun | 5.8727 | 3.1469 | 2.7258 | 6.7197
43224 | jun | 5.8283 | 3.2607 | 2.5676 | 6.2233
43227 | jun | 5.8372 | 3.1596 | 2.6776 | 6.8941
43228 | jun | 5.8774 | 3.1961 | 2.6813 | 6.1878
43229 | jun | 5.82 | 3.3007 | 2.5193 | 5.917
43230 | jun | 5.7904 | 3.2821 | 2.5083 | 6.0533
43231 | jun | 5.8104 | 3.3064 | 2.504 | 5.9923
43232 | jun | 5.8304 | 3.1493 | 2.6811 | 6.8833
43235 | jun | 5.8386 | 3.2889 | 2.5497 | 5.7403
43240 | jun | 5.8174 | 3.3319 | 2.4855 | 5.4953
43302 | jun | 5.8713 | 3.377 | 2.4942 | 4.6054
43310 | jun | 6.0843 | 3.4094 | 2.6749 | 5.7417
43311 | jun | 6.0377 | 3.4385 | 2.5991 | 5.035
43314 | jun | 5.7811 | 3.5128 | 2.2682 | 3.6307
43315 | jun | 5.7149 | 3.4899 | 2.225 | 3.5359
43316 | jun | 5.981 | 3.2169 | 2.7641 | 6.4157
43318 | jun | 6.1319 | 3.4378 | 2.6941 | 5.5805
43319 | jun | 5.9849 | 3.4161 | 2.5687 | 4.702
43320 | jun | 5.7346 | 3.5254 | 2.2092 | 3.3838
43321 | jun | 5.685 | 3.4975 | 2.1875 | 3.3615
43323 | jun | 5.9342 | 3.2192 | 2.7151 | 5.6172
43324 | jun | 6.0618 | 3.4286 | 2.6332 | 5.3964
43326 | jun | 6.0673 | 3.3411 | 2.7262 | 6.235
43331 | jun | 6.1215 | 3.4151 | 2.7064 | 5.8944
43332 | jun | 5.9421 | 3.2776 | 2.6644 | 5.6981
43333 | jun | 6.1189 | 3.4183 | 2.7006 | 5.8391
43334 | jun | 5.6785 | 3.4867 | 2.1918 | 3.4742
43335 | jun | 5.7271 | 3.5702 | 2.1569 | 3.1024
43337 | jun | 5.9249 | 3.252 | 2.6729 | 5.4336
43338 | jun | 5.6623 | 3.5392 | 2.1231 | 2.7105
43340 | jun | 5.988 | 3.3184 | 2.6696 | 5.6944
43341 | jun | 5.9315 | 3.274 | 2.6576 | 5.5467
43342 | jun | 5.8762 | 3.3573 | 2.519 | 4.7772
43343 | jun | 6.1712 | 3.4302 | 2.7409 | 5.7856
43344 | jun | 5.9244 | 3.331 | 2.5933 | 5.1723
43345 | jun | 6.0403 | 3.363 | 2.6773 | 5.624
43346 | jun | 6.1029 | 3.4117 | 2.6912 | 5.8431
43347 | jun | 6.0365 | 3.3979 | 2.6386 | 5.3565
43348 | jun | 6.0959 | 3.4193 | 2.6767 | 5.7513
43351 | jun | 5.9621 | 3.1888 | 2.7734 | 6.1186
43356 | jun | 5.8164 | 3.4173 | 2.399 | 4.2861
43357 | jun | 6.0384 | 3.4546 | 2.5838 | 4.8051
43358 | jun | 5.9861 | 3.3771 | 2.6089 | 5.1139
43359 | jun | 6.0048 | 3.2275 | 2.7773 | 6.5987
43360 | jun | 5.9966 | 3.4283 | 2.5683 | 4.7274
43402 | jul | 6.0789 | 3.3103 | 2.7686 | 6.81
43403 | jul | 6.0796 | 3.3297 | 2.7499 | 6.7611
43406 | jul | 6.0611 | 3.2999 | 2.7613 | 6.6991
43407 | jul | 6.0368 | 3.2904 | 2.7464 | 6.4849
43410 | jul | 6.0343 | 3.3919 | 2.6424 | 5.992
43412 | jul | 6.0734 | 3.0634 | 3.0099 | 7.4377
43413 | jun | 6.058 | 3.4332 | 2.6248 | 6.3906
43416 | jul | 6.0579 | 3.1582 | 2.8997 | 6.9896
43420 | jul | 6.0405 | 3.2738 | 2.7666 | 6.4768
43430 | jul | 6.0683 | 3.1157 | 2.9526 | 7.3353
43431 | jul | 6.0582 | 3.2318 | 2.8265 | 6.8404
43432 | jul | 6.0508 | 3.1154 | 2.9354 | 7.0471
43435 | jul | 6.0516 | 3.275 | 2.7766 | 6.6371
43436 | jul | 6.0831 | 3.0349 | 3.0482 | 4.9494
43438 | jul | 6.088 | 3.1452 | 2.9429 | 5.2545
43440 | jul | 6.0877 | 3.2469 | 2.8408 | 5.7581
43442 | jul | 6.0592 | 3.203 | 2.8562 | 6.8191
43443 | jul | 6.0675 | 3.1771 | 2.8904 | 7.1708
43445 | jul | 6.06 | 3.0915 | 2.9685 | 7.2609
43447 | jul | 6.0779 | 3.0797 | 2.9982 | 7.5494
43449 | jul | 6.0758 | 3.1557 | 2.92 | 6.7514
43450 | jul | 6.066 | 3.2476 | 2.8183 | 6.9293
43451 | jul | 6.0844 | 3.407 | 2.6774 | 6.5682
43452 | jul | 6.0856 | 3.2108 | 2.8748 | 6.2149
43456 | jul | 6.0847 | 3.0874 | 2.9973 | 5.2647
43457 | jul | 6.0611 | 3.3661 | 2.695 | 6.4528
43460 | jul | 6.0765 | 3.0754 | 3.0011 | 7.5466
43462 | jun | 6.0818 | 3.4226 | 2.6592 | 6.483
43464 | jul | 6.0774 | 3.335 | 2.7424 | 6.1854
43465 | jul | 6.0774 | 3.0848 | 2.9926 | 7.5265
43466 | jul | 6.0749 | 3.3812 | 2.6937 | 6.5359
43469 | jul | 6.0618 | 3.1735 | 2.8884 | 7.0837
43501 | jun | 6.1602 | 3.4579 | 2.7023 | 4.9822
43502 | jun | 6.2459 | 3.3091 | 2.9368 | 6.3371
43504 | jul | 6.0757 | 3.1077 | 2.968 | 7.0527
43506 | jun | 6.273 | 3.4095 | 2.8635 | 5.5456
43511 | jun | 6.1275 | 3.3945 | 2.7329 | 6.5172
43512 | jun | 6.3022 | 3.3215 | 2.9807 | 6.5922
43515 | jul | 6.1167 | 3.2739 | 2.8428 | 6.8255
43516 | jun | 6.157 | 3.3645 | 2.7925 | 6.5712
43517 | jun | 6.3068 | 3.4285 | 2.8783 | 5.3962
43518 | jun | 6.2081 | 3.4817 | 2.7264 | 4.4197
43521 | jun | 6.1848 | 3.3596 | 2.8252 | 5.9919
43522 | jun | 6.0887 | 3.3556 | 2.733 | 6.7627
43524 | jun | 6.1965 | 3.3124 | 2.8841 | 6.6836
43525 | jul | 6.0731 | 3.2673 | 2.8058 | 6.8631
43526 | jun | 6.377 | 3.4147 | 2.9623 | 6.1472
43527 | jun | 6.225 | 3.2896 | 2.9353 | 6.6967
43528 | jul | 6.0593 | 3.1266 | 2.9327 | 7.0984
43532 | jun | 6.1582 | 3.2978 | 2.8604 | 6.8694
43533 | jul | 6.1134 | 3.2234 | 2.89 | 6.6101
43534 | jun | 6.1567 | 3.3287 | 2.8281 | 6.7485
43535 | jun | 6.1903 | 3.3006 | 2.8896 | 6.747
43536 | jun | 6.3637 | 3.406 | 2.9577 | 6.1763
43537 | jul | 6.0607 | 3.1418 | 2.9189 | 7.1487
43540 | jul | 6.0926 | 3.1509 | 2.9417 | 6.8388
43542 | jul | 6.0589 | 3.188 | 2.8709 | 6.9273
43543 | jun | 6.1711 | 3.488 | 2.683 | 4.4978
43545 | jun | 6.2288 | 3.2634 | 2.9653 | 6.82
43548 | jun | 6.2284 | 3.3121 | 2.9163 | 6.7076
43549 | jun | 6.3249 | 3.3767 | 2.9482 | 6.1004
43551 | jul | 6.0722 | 3.1542 | 2.918 | 7.2489
43554 | jun | 6.1432 | 3.505 | 2.6381 | 4.412
43556 | jun | 6.3559 | 3.3932 | 2.9627 | 6.2901
43557 | jun | 6.2556 | 3.3465 | 2.9092 | 6.0854
43558 | jul | 6.0864 | 3.2129 | 2.8735 | 6.8669
43560 | jul | 6.0655 | 3.0666 | 2.9989 | 7.3171
43566 | jul | 6.0713 | 3.2578 | 2.8135 | 6.8503
43567 | jun | 6.2141 | 3.286 | 2.9281 | 6.7105
43569 | jun | 6.0834 | 3.3905 | 2.6929 | 6.6253
43570 | jun | 6.2093 | 3.4017 | 2.8076 | 5.5159
43571 | jul | 6.0803 | 3.2648 | 2.8155 | 6.8351
43604 | jul | 6.0807 | 3.0368 | 3.0439 | 7.7357
43605 | jul | 6.0812 | 3.0351 | 3.0461 | 7.7543
43606 | jul | 6.077 | 3.0405 | 3.0366 | 7.6589
43607 | jul | 6.0763 | 3.0516 | 3.0246 | 7.6187
43608 | jul | 6.0824 | 3.0212 | 3.0612 | 7.8174
43609 | jul | 6.0773 | 3.0558 | 3.0215 | 7.622
43610 | jul | 6.082 | 3.0243 | 3.0577 | 7.7936
43611 | jul | 6.0833 | 3.0099 | 3.0734 | 7.8851
43612 | jul | 6.0839 | 3.0072 | 3.0767 | 7.8825
43613 | jul | 6.0807 | 3.0175 | 3.0632 | 7.7812
43614 | jul | 6.0694 | 3.0891 | 2.9803 | 7.4161
43615 | jul | 6.0668 | 3.0779 | 2.9889 | 7.3955
43616 | jul | 6.0822 | 3.0313 | 3.051 | 7.7865
43617 | jul | 6.0605 | 3.0888 | 2.9717 | 7.2508
43618 | jul | 6.0809 | 3.0387 | 3.0422 | 7.6926
43619 | jul | 6.0807 | 3.0547 | 3.026 | 7.6627
43620 | jul | 6.0813 | 3.0312 | 3.0501 | 7.7603
43623 | jul | 6.0742 | 3.034 | 3.0403 | 7.6162
43701 | jun | 5.711 | 3.5297 | 2.1813 | 4.9457
43713 | jun | 5.5777 | 3.8172 | 1.7605 | 0.26439
43716 | jun | 5.547 | 3.8301 | 1.7169 | -0.91757
43718 | jun | 5.5802 | 3.8644 | 1.7159 | -0.27614
43719 | jun | 5.5799 | 3.8584 | 1.7215 | -0.15866
43720 | jun | 5.6808 | 3.5518 | 2.129 | 4.2967
43723 | jun | 5.669 | 3.642 | 2.0271 | 2.5185
43724 | jun | 5.6619 | 3.6249 | 2.037 | 2.0439
43725 | jun | 5.674 | 3.6297 | 2.0443 | 2.68
43727 | jun | 5.6883 | 3.5788 | 2.1095 | 4.0796
43728 | jun | 5.6439 | 3.4956 | 2.1483 | 2.6556
43730 | jun | 5.6924 | 3.4511 | 2.2413 | 4.0447
43731 | jun | 5.6967 | 3.4825 | 2.2142 | 4.6747
43732 | jun | 5.6765 | 3.6087 | 2.0678 | 2.9421
43734 | jun | 5.7072 | 3.5488 | 2.1584 | 5.3011
43739 | jun | 5.6886 | 3.4454 | 2.2432 | 4.8067
43746 | jun | 5.6963 | 3.4962 | 2.2001 | 4.8962
43747 | jun | 5.5598 | 3.8137 | 1.7461 | -0.40253
43748 | jun | 5.6933 | 3.3846 | 2.3088 | 4.5977
43749 | jun | 5.6801 | 3.6321 | 2.048 | 2.4577
43754 | jun | 5.5971 | 3.74 | 1.8571 | 0.31786
43755 | jun | 5.6464 | 3.6781 | 1.9683 | 2.0945
43756 | jun | 5.6724 | 3.5579 | 2.1144 | 3.1024
43758 | jun | 5.6605 | 3.5089 | 2.1516 | 3.1996
43760 | jun | 5.6987 | 3.4725 | 2.2262 | 4.9552
43762 | jun | 5.6781 | 3.5956 | 2.0826 | 3.2094
43764 | jun | 5.6948 | 3.4395 | 2.2553 | 4.6175
43766 | jun | 5.6871 | 3.3842 | 2.3029 | 4.1576
43767 | jun | 5.6894 | 3.5792 | 2.1102 | 3.736
43771 | jun | 5.6965 | 3.5348 | 2.1617 | 5.0548
43772 | jun | 5.6646 | 3.6433 | 2.0214 | 2.3748
43773 | jun | 5.597 | 3.755 | 1.842 | 1.0225
43777 | jun | 5.7064 | 3.4893 | 2.2171 | 5.0509
43778 | jun | 5.6249 | 3.7111 | 1.9138 | 1.6629
43779 | jun | 5.639 | 3.669 | 1.97 | 1.6752
43780 | jun | 5.6424 | 3.6792 | 1.9632 | 1.9401
43782 | jun | 5.689 | 3.4082 | 2.2807 | 4.1747
43783 | jun | 5.6924 | 3.4227 | 2.2698 | 4.7747
43787 | jun | 5.6638 | 3.5283 | 2.1356 | 2.4148
43788 | jun | 5.6175 | 3.7077 | 1.9098 | 1.0258
43793 | jun | 5.5593 | 3.7728 | 1.7865 | -0.46909
43802 | jun | 5.6957 | 3.566 | 2.1297 | 3.5132
43804 | jun | 5.6606 | 3.6573 | 2.0033 | 2.4094
43811 | jun | 5.6923 | 3.5735 | 2.1189 | 3.1234
43812 | jun | 5.6721 | 3.6355 | 2.0366 | 2.6537
43821 | jun | 5.6921 | 3.562 | 2.1302 | 3.7814
43822 | jun | 5.6675 | 3.5627 | 2.1048 | 3.9241
43824 | jun | 5.6667 | 3.6646 | 2.002 | 2.3566
43830 | jun | 5.6868 | 3.5199 | 2.1668 | 4.598
43832 | jun | 5.6908 | 3.6237 | 2.0671 | 2.4149
43837 | jun | 5.673 | 3.6319 | 2.0411 | 2.2903
43840 | jun | 5.665 | 3.6096 | 2.0554 | 2.4259
43843 | jun | 5.6506 | 3.6303 | 2.0203 | 3.2023
43844 | jun | 5.6545 | 3.674 | 1.9805 | 2.9488
43845 | jun | 5.6732 | 3.6034 | 2.0698 | 2.4347
43901 | jun | 5.6176 | 3.8404 | 1.7772 | 0.87206
43902 | jun | 5.5395 | 3.8472 | 1.6923 | -0.91949
43903 | jun | 5.5959 | 3.6558 | 1.9401 | 1.8862
43906 | jun | 5.5814 | 3.821 | 1.7604 | -0.053053
43907 | jun | 5.6129 | 3.8368 | 1.7761 | 0.89942
43908 | jun | 5.6132 | 3.6097 | 2.0036 | 2.2724
43910 | jun | 5.6348 | 3.7294 | 1.9055 | 1.7692
43912 | jun | 5.623 | 3.8167 | 1.8063 | 0.54897
43913 | jun | 5.695 | 3.6974 | 1.9976 | 2.29
43915 | jun | 5.5299 | 3.8179 | 1.712 | -1.5577
43917 | jun | 5.6239 | 3.805 | 1.8189 | 1.1677
43920 | jun | 5.6749 | 3.5154 | 2.1595 | 3.766
43930 | jun | 5.6495 | 3.5328 | 2.1167 | 2.9266
43932 | jun | 5.6639 | 3.5755 | 2.0884 | 2.8229
43933 | jun | 5.5455 | 3.8481 | 1.6975 | -0.72131
43935 | jun | 5.6288 | 3.793 | 1.8359 | 0.90134
43938 | jun | 5.6895 | 3.6854 | 2.0041 | 2.3809
43942 | jun | 5.5233 | 3.834 | 1.6893 | -1.1967
43943 | jun | 5.6421 | 3.7572 | 1.8849 | 1.61
43944 | jun | 5.6663 | 3.6605 | 2.0058 | 2.3286
43945 | jun | 5.5998 | 3.4897 | 2.11 | 2.7999
43946 | jun | 5.5109 | 3.7644 | 1.7464 | -1.1764
43947 | jun | 5.5414 | 3.8171 | 1.7242 | -0.52115
43950 | jun | 5.6089 | 3.864 | 1.745 | 0.17765
43952 | jun | 5.7013 | 3.6353 | 2.0661 | 2.7849
43953 | jun | 5.6773 | 3.6838 | 1.9936 | 2.3321
43963 | jun | 5.6384 | 3.758 | 1.8804 | 1.3268
43964 | jun | 5.6928 | 3.5811 | 2.1117 | 3.1109
43968 | jun | 5.6595 | 3.507 | 2.1525 | 3.39
43971 | jun | 5.6332 | 3.7688 | 1.8644 | 1.1892
43973 | jun | 5.6361 | 3.7453 | 1.8908 | 1.521
43976 | jun | 5.6056 | 3.7578 | 1.8478 | 1.3911
43977 | jun | 5.6117 | 3.8492 | 1.7625 | 0.55969
43983 | jun | 5.6158 | 3.7902 | 1.8256 | 1.0543
43986 | jun | 5.6037 | 3.7512 | 1.8525 | 1.3768
43988 | jun | 5.6178 | 3.6979 | 1.92 | 1.6941
44001 | jul | 6.0255 | 3.5677 | 2.4578 | 3.9948
44003 | jul | 5.6549 | 3.3802 | 2.2748 | 0.093009
44004 | jul | 5.7086 | 3.1297 | 2.5789 | -0.016731
44010 | jul | 5.7087 | 3.2075 | 2.5012 | 0.026605
44011 | jul | 6.0799 | 3.3856 | 2.6943 | 4.3477
44012 | jul | 6.0768 | 3.3478 | 2.729 | 4.3062
44017 | jul | 6.0377 | 3.3834 | 2.6543 | 4.128
44021 | jul | 5.698 | 3.4469 | 2.251 | -0.51251
44022 | jul | 5.7866 | 3.3917 | 2.3949 | 0.98513
44023 | jul | 5.7354 | 3.4556 | 2.2798 | 0.16718
44024 | jul | 5.7135 | 3.3566 | 2.3569 | -0.48247
44026 | jul | 5.7584 | 3.354 | 2.4045 | 0.3749
44028 | jul | 6.0116 | 3.4506 | 2.5609 | 4.0746
44030 | jul | 5.697 | 3.1348 | 2.5622 | -0.53847
44032 | jul | 5.6538 | 3.3246 | 2.3292 | -0.044374
44035 | jul | 6.0425 | 3.5189 | 2.5235 | 4.0854
44039 | jul | 6.0622 | 3.4397 | 2.6226 | 4.2836
44040 | jul | 5.7958 | 3.3283 | 2.4675 | 1.1887
44041 | jul | 5.7401 | 3.1776 | 2.5625 | 0.22055
44044 | jul | 5.989 | 3.5432 | 2.4458 | 3.9413
44046 | jul | 5.684 | 3.3967 | 2.2873 | -0.69099
44047 | jul | 5.6671 | 3.2653 | 2.4018 | -0.096503
44048 | jul | 5.6847 | 3.1707 | 2.514 | -0.39843
44050 | jul | 5.9805 | 3.6134 | 2.3672 | 3.7734
44052 | jul | 6.0633 | 3.4373 | 2.6259 | 4.2081
44053 | jul | 6.0526 | 3.4936 | 2.5589 | 4.1726
44054 | jul | 6.0729 | 3.4057 | 2.6672 | 4.2526
44055 | jul | 6.0677 | 3.4517 | 2.6159 | 4.2338
44056 | jul | 5.8387 | 3.4441 | 2.3946 | 2.1967
44057 | jul | 5.7367 | 3.1824 | 2.5543 | 0.26026
44060 | jul | 5.7883 | 3.2297 | 2.5586 | 1.0277
44062 | jul | 5.7077 | 3.4304 | 2.2773 | 0.13154
44064 | jul | 5.6894 | 3.3536 | 2.3358 | -0.6084
44065 | jul | 5.7174 | 3.4232 | 2.2942 | -0.42415
44067 | jul | 5.8818 | 3.433 | 2.4488 | 2.6152
44070 | jul | 6.0812 | 3.3593 | 2.7219 | 4.4418
44072 | jul | 5.7514 | 3.397 | 2.3544 | 0.27968
44074 | jul | 5.9876 | 3.657 | 2.3305 | 3.6392
44076 | jul | 5.7027 | 3.3926 | 2.3101 | 0.90368
44077 | jul | 5.7571 | 3.2282 | 2.5289 | 0.50509
44081 | jul | 5.7527 | 3.1722 | 2.5805 | 0.58604
44082 | jul | 5.6664 | 3.2825 | 2.3839 | -0.64987
44084 | jul | 5.7191 | 3.2722 | 2.4469 | 0.24866
44085 | jul | 5.6951 | 3.3358 | 2.3594 | 0.38235
44086 | jul | 5.7137 | 3.2749 | 2.4388 | -0.17261
44087 | jul | 5.7889 | 3.4565 | 2.3324 | 1.7009
44089 | jul | 6.0164 | 3.5492 | 2.4672 | 4.3413
44090 | jul | 5.9149 | 3.6952 | 2.2197 | 3.3564
44092 | jul | 5.8555 | 3.2655 | 2.59 | 1.8435
44093 | jul | 5.6634 | 3.4295 | 2.2339 | 0.70285
44094 | jul | 5.7925 | 3.2791 | 2.5135 | 1.0622
44095 | jul | 5.8325 | 3.2302 | 2.6023 | 1.7319
44099 | jul | 5.7136 | 3.3667 | 2.3468 | 0.20593
44102 | jul | 6.0274 | 3.3062 | 2.7211 | 3.7593
44103 | jul | 5.9871 | 3.2903 | 2.6967 | 3.1826
44104 | jul | 5.9658 | 3.3166 | 2.6493 | 3.0265
44105 | jul | 5.9555 | 3.3383 | 2.6172 | 2.9908
44106 | jul | 5.9642 | 3.3018 | 2.6623 | 2.9362
44107 | jul | 6.0505 | 3.3038 | 2.7466 | 4.0238
44108 | jul | 5.9775 | 3.278 | 2.6995 | 2.9978
44109 | jul | 5.9972 | 3.331 | 2.6661 | 3.4724
44110 | jul | 5.963 | 3.2664 | 2.6965 | 2.781
44111 | jul | 6.0452 | 3.317 | 2.7281 | 3.9924
44112 | jul | 5.9538 | 3.2859 | 2.6679 | 2.7439
44113 | jul | 6.0059 | 3.3067 | 2.6992 | 3.4937
44114 | jul | 6.0029 | 3.2886 | 2.7143 | 3.3845
44115 | jul | 5.9946 | 3.3033 | 2.6912 | 3.3409
44116 | jul | 6.0656 | 3.3152 | 2.7504 | 4.2175
44117 | jul | 5.918 | 3.2705 | 2.6475 | 2.3662
44118 | jul | 5.9249 | 3.3142 | 2.6107 | 2.5199
44119 | jul | 5.9409 | 3.2562 | 2.6847 | 2.5766
44120 | jul | 5.9333 | 3.3293 | 2.604 | 2.6734
44121 | jul | 5.9106 | 3.3026 | 2.608 | 2.3424
44122 | jul | 5.8747 | 3.3489 | 2.5258 | 2.048
44123 | jul | 5.9104 | 3.2511 | 2.6593 | 2.3489
44124 | jul | 5.8414 | 3.3372 | 2.5042 | 1.6701
44125 | jul | 5.9349 | 3.369 | 2.5659 | 2.8765
44126 | jul | 6.0663 | 3.332 | 2.7342 | 4.2494
44127 | jul | 5.9767 | 3.3195 | 2.6572 | 3.1767
44128 | jul | 5.8869 | 3.3655 | 2.5215 | 2.2374
44129 | jul | 5.9991 | 3.3633 | 2.6358 | 3.6207
44130 | jul | 6.0133 | 3.3739 | 2.6393 | 3.8196
44131 | jul | 5.9516 | 3.3784 | 2.5732 | 3.1213
44132 | jul | 5.8841 | 3.2546 | 2.6295 | 2.1182
44133 | jul | 5.9552 | 3.4241 | 2.531 | 3.3505
44134 | jul | 5.9791 | 3.3713 | 2.6078 | 3.4173
44135 | jul | 6.0518 | 3.3389 | 2.7128 | 4.1093
44136 | jul | 5.9755 | 3.4271 | 2.5485 | 3.6223
44137 | jul | 5.8983 | 3.3783 | 2.52 | 2.4472
44138 | jul | 6.0564 | 3.3927 | 2.6637 | 4.319
44139 | jul | 5.8022 | 3.4224 | 2.3798 | 1.4409
44140 | jul | 6.0803 | 3.3212 | 2.7592 | 4.3775
44141 | jul | 5.9181 | 3.4332 | 2.4848 | 3.0043
44142 | jul | 6.0453 | 3.3558 | 2.6895 | 4.0926
44143 | jul | 5.8613 | 3.2958 | 2.5654 | 1.8529
44144 | jul | 6.0236 | 3.3289 | 2.6947 | 3.7829
44145 | jul | 6.0837 | 3.3403 | 2.7433 | 4.4267
44146 | jul | 5.871 | 3.4018 | 2.4692 | 2.2332
44147 | jul | 5.9385 | 3.421 | 2.5175 | 3.158
44149 | jul | 5.992 | 3.4281 | 2.564 | 3.8381
44201 | jun | 5.6066 | 3.316 | 2.2907 | 2.4448
44202 | jul | 5.7444 | 3.4805 | 2.2639 | 0.86209
44203 | jun | 5.6885 | 3.1831 | 2.5054 | 3.8358
44212 | jul | 5.9324 | 3.4802 | 2.4522 | 3.4439
44214 | jun | 5.6547 | 3.3984 | 2.2563 | 3.2828
44215 | jun | 5.7149 | 3.3619 | 2.353 | 3.2923
44216 | jun | 5.6715 | 3.1301 | 2.5414 | 4.1597
44217 | jun | 5.6785 | 3.332 | 2.3465 | 3.4085
44221 | jun | 5.6889 | 3.2263 | 2.4626 | 2.9985
44223 | jun | 5.7055 | 3.2484 | 2.457 | 3.1265
44224 | jun | 5.6785 | 3.2646 | 2.4139 | 2.55
44230 | jun | 5.6797 | 3.2048 | 2.4748 | 3.879
44231 | jul | 5.7223 | 3.4982 | 2.2241 | 0.5721
44233 | jul | 5.9103 | 3.4787 | 2.4316 | 3.1161
44234 | jul | 5.7119 | 3.4896 | 2.2222 | -0.00825
44235 | jul | 5.8287 | 3.6639 | 2.1648 | 3.2671
44236 | jun | 5.6783 | 3.3269 | 2.3514 | 2.1214
44240 | jun | 5.6437 | 3.279 | 2.3647 | 2.2354
44241 | jun | 5.6318 | 3.386 | 2.2457 | 1.3096
44243 | jun | 5.6422 | 3.2949 | 2.3473 | 2.0961
44253 | jul | 5.9145 | 3.5856 | 2.3289 | 3.6758
44254 | jun | 5.6889 | 3.44 | 2.249 | 3.3641
44255 | jul | 5.7216 | 3.5119 | 2.2097 | 0.29805
44256 | jun | 5.7331 | 3.3687 | 2.3644 | 3.3744
44260 | jun | 5.6537 | 3.1903 | 2.4635 | 2.9735
44262 | jun | 5.6794 | 3.2268 | 2.4525 | 2.8071
44264 | jun | 5.7155 | 3.2932 | 2.4222 | 2.9259
44266 | jun | 5.5893 | 3.4254 | 2.1639 | 1.4051
44270 | jun | 5.6844 | 3.2566 | 2.4278 | 3.6791
44272 | jun | 5.6065 | 3.349 | 2.2575 | 2.106
44273 | jun | 5.6999 | 3.3326 | 2.3673 | 3.3754
44275 | jul | 5.869 | 3.6388 | 2.2303 | 3.4612
44276 | jun | 5.6793 | 3.2863 | 2.393 | 3.5937
44278 | jun | 5.6774 | 3.193 | 2.4844 | 3.0261
44280 | jul | 5.9523 | 3.496 | 2.4563 | 3.7859
44281 | jun | 5.7004 | 3.2595 | 2.441 | 3.4399
44286 | jul | 5.907 | 3.473 | 2.434 | 3.1178
44287 | jun | 5.6265 | 3.4697 | 2.1568 | 3.1
44288 | jul | 5.7329 | 3.5246 | 2.2083 | 1.0888
44301 | jun | 5.6919 | 3.1538 | 2.5381 | 3.7327
44302 | jun | 5.6993 | 3.1825 | 2.5168 | 3.581
44303 | jun | 5.7005 | 3.1947 | 2.5058 | 3.4919
44304 | jun | 5.6939 | 3.177 | 2.5169 | 3.4929
44305 | jun | 5.6873 | 3.1678 | 2.5196 | 3.3735
44306 | jun | 5.6906 | 3.1437 | 2.5469 | 3.6344
44307 | jun | 5.6974 | 3.1709 | 2.5265 | 3.685
44308 | jun | 5.6949 | 3.1758 | 2.5191 | 3.5254
44310 | jun | 5.6931 | 3.1966 | 2.4966 | 3.3123
44311 | jun | 5.6939 | 3.1652 | 2.5287 | 3.6264
44312 | jun | 5.6912 | 3.1171 | 2.5741 | 3.6572
44313 | jun | 5.7091 | 3.2165 | 2.4926 | 3.4776
44314 | jun | 5.6925 | 3.1594 | 2.5332 | 3.8363
44319 | jun | 5.6834 | 3.1231 | 2.5603 | 3.9981
44320 | jun | 5.7027 | 3.1828 | 2.5199 | 3.7285
44321 | jun | 5.7069 | 3.2251 | 2.4818 | 3.5332
44333 | jun | 5.7197 | 3.2599 | 2.4598 | 3.3602
44401 | jun | 5.5918 | 3.4401 | 2.1516 | 2.8162
44402 | jul | 5.7503 | 3.4654 | 2.2849 | 1.9196
44403 | jul | 5.7294 | 3.6677 | 2.0617 | 2.4568
44404 | jul | 5.7105 | 3.5999 | 2.1106 | 1.9717
44405 | jul | 5.7141 | 3.7065 | 2.0076 | 2.9731
44406 | jun | 5.5712 | 3.4971 | 2.0741 | 3.129
44408 | jun | 5.5982 | 3.5054 | 2.0929 | 3.0441
44410 | jul | 5.7344 | 3.5448 | 2.1896 | 2.2652
44411 | jun | 5.5999 | 3.4005 | 2.1993 | 2.5342
44412 | jun | 5.598 | 3.4485 | 2.1496 | 2.4647
44413 | jun | 5.6223 | 3.5567 | 2.0656 | 3.2512
44417 | jul | 5.7059 | 3.4998 | 2.2061 | 1.6442
44418 | jul | 5.7155 | 3.6009 | 2.1145 | 2.1487
44420 | jul | 5.7259 | 3.6528 | 2.0731 | 2.9846
44423 | jun | 5.563 | 3.4043 | 2.1587 | 2.7183
44425 | jul | 5.7237 | 3.6861 | 2.0376 | 2.6738
44427 | jun | 5.5706 | 3.4115 | 2.1591 | 2.696
44428 | jul | 5.6838 | 3.502 | 2.1818 | 1.3798
44429 | jun | 5.5973 | 3.4635 | 2.1338 | 2.6507
44430 | jul | 5.7456 | 3.5235 | 2.2221 | 2.5473
44431 | jun | 5.5874 | 3.4661 | 2.1214 | 3.0081
44432 | jun | 5.5945 | 3.4586 | 2.1359 | 3.1283
44436 | jul | 5.7047 | 3.7177 | 1.987 | 2.8847
44437 | jul | 5.7253 | 3.6389 | 2.0865 | 3.1685
44438 | jul | 5.7274 | 3.6672 | 2.0602 | 2.3358
44440 | jul | 5.7275 | 3.6235 | 2.1041 | 3.1569
44441 | jun | 5.6612 | 3.5265 | 2.1348 | 3.6442
44442 | jun | 5.5816 | 3.5939 | 1.9877 | 2.9524
44443 | jun | 5.5908 | 3.5633 | 2.0275 | 2.9465
44444 | jul | 5.7345 | 3.5517 | 2.1828 | 2.2179
44445 | jun | 5.6159 | 3.5265 | 2.0894 | 3.1977
44446 | jul | 5.7298 | 3.6222 | 2.1076 | 3.0647
44449 | jun | 5.5914 | 3.3898 | 2.2016 | 2.6798
44450 | jul | 5.7331 | 3.4348 | 2.2983 | 1.4532
44451 | jul | 5.7216 | 3.625 | 2.0966 | 3.0776
44452 | jun | 5.5854 | 3.5305 | 2.0549 | 2.9823
44454 | jun | 5.5945 | 3.5846 | 2.0099 | 3.0004
44455 | jun | 5.6443 | 3.5132 | 2.131 | 3.5046
44460 | jun | 5.5754 | 3.4323 | 2.1432 | 2.7743
44470 | jul | 5.7422 | 3.4919 | 2.2502 | 1.7796
44471 | jul | 5.7042 | 3.7145 | 1.9897 | 2.9671
44473 | jul | 5.7312 | 3.6388 | 2.0924 | 2.713
44481 | jul | 5.7412 | 3.5482 | 2.193 | 2.6814
44483 | jul | 5.7413 | 3.5545 | 2.1868 | 2.7133
44484 | jul | 5.7343 | 3.6037 | 2.1306 | 2.9414
44485 | jul | 5.7415 | 3.5553 | 2.1862 | 2.7808
44490 | jun | 5.5895 | 3.4651 | 2.1244 | 2.9242
44491 | jul | 5.7332 | 3.465 | 2.2682 | 1.1775
44502 | jul | 5.7153 | 3.69 | 2.0253 | 3.0773
44503 | jul | 5.7184 | 3.684 | 2.0344 | 3.0689
44504 | jul | 5.721 | 3.6755 | 2.0455 | 3.0153
44505 | jul | 5.7208 | 3.6852 | 2.0356 | 2.9223
44506 | jul | 5.7175 | 3.692 | 2.0254 | 3.0317
44507 | jul | 5.7134 | 3.6893 | 2.0241 | 3.1215
44509 | jul | 5.7201 | 3.6665 | 2.0536 | 3.1652
44510 | jul | 5.7212 | 3.6688 | 2.0524 | 3.079
44511 | jul | 5.7126 | 3.6787 | 2.034 | 3.2118
44512 | jun | 5.5626 | 3.5429 | 2.0197 | 3.0898
44514 | jun | 5.5699 | 3.5669 | 2.003 | 2.9752
44515 | jul | 5.7218 | 3.6458 | 2.0761 | 3.2583
44601 | jun | 5.5963 | 3.3066 | 2.2897 | 2.8269
44606 | jun | 5.6577 | 3.3947 | 2.263 | 3.4542
44608 | jun | 5.6718 | 3.3912 | 2.2806 | 3.391
44609 | jun | 5.5793 | 3.386 | 2.1933 | 2.7277
44611 | jul | 5.7064 | 3.7391 | 1.9674 | 2.8198
44612 | jun | 5.6708 | 3.3595 | 2.3113 | 3.5214
44613 | jun | 5.6694 | 3.3133 | 2.3562 | 3.6504
44614 | jun | 5.6633 | 3.1463 | 2.517 | 4.1759
44615 | jun | 5.6011 | 3.52 | 2.0812 | 2.4657
44618 | jun | 5.6634 | 3.3105 | 2.3529 | 3.6036
44620 | jun | 5.6449 | 3.4497 | 2.1952 | 2.9798
44621 | jun | 5.6675 | 3.582 | 2.0855 | 2.557
44622 | jun | 5.6728 | 3.4591 | 2.2137 | 3.1707
44624 | jun | 5.664 | 3.4873 | 2.1768 | 3.0366
44625 | jun | 5.5792 | 3.3811 | 2.1981 | 2.756
44626 | jun | 5.6585 | 3.2858 | 2.3728 | 3.6597
44627 | jun | 5.645 | 3.5304 | 2.1147 | 3.2284
44628 | jun | 5.624 | 3.6684 | 1.9556 | 2.7665
44629 | jun | 5.6722 | 3.602 | 2.0702 | 2.5001
44632 | jun | 5.6419 | 3.1714 | 2.4704 | 3.1583
44633 | jul | 5.7115 | 3.6933 | 2.0181 | 3.1923
44634 | jun | 5.5867 | 3.3528 | 2.2339 | 2.8235
44637 | jun | 5.6303 | 3.7389 | 1.8914 | 2.7295
44638 | jun | 5.6163 | 3.6118 | 2.0044 | 2.8561
44641 | jun | 5.6143 | 3.2294 | 2.385 | 3.1452
44643 | jun | 5.6529 | 3.3586 | 2.2942 | 3.3482
44644 | jun | 5.6183 | 3.3651 | 2.2532 | 3.034
44645 | jun | 5.6735 | 3.2178 | 2.4556 | 3.941
44646 | jun | 5.6723 | 3.1651 | 2.5072 | 4.0539
44647 | jun | 5.6663 | 3.2151 | 2.4512 | 3.9578
44651 | jun | 5.5818 | 3.4793 | 2.1025 | 2.6151
44654 | jun | 5.6351 | 3.7115 | 1.9236 | 2.7437
44656 | jun | 5.6653 | 3.4239 | 2.2414 | 3.2424
44657 | jun | 5.5966 | 3.366 | 2.2306 | 2.8571
44662 | jun | 5.6671 | 3.3037 | 2.3635 | 3.667
44663 | jun | 5.6703 | 3.5333 | 2.137 | 2.8459
44666 | jun | 5.6647 | 3.2105 | 2.4542 | 3.9756
44667 | jun | 5.6682 | 3.2914 | 2.3768 | 3.6932
44669 | jun | 5.6039 | 3.306 | 2.2979 | 3.0239
44672 | jun | 5.5822 | 3.3623 | 2.2199 | 2.7685
44675 | jun | 5.6592 | 3.5212 | 2.138 | 2.7585
44676 | jun | 5.6227 | 3.5696 | 2.0532 | 3.2074
44677 | jun | 5.6695 | 3.3044 | 2.3651 | 3.6314
44680 | jun | 5.6768 | 3.4251 | 2.2517 | 3.2962
44681 | jun | 5.6633 | 3.5852 | 2.0781 | 2.6207
44683 | jun | 5.6668 | 3.6298 | 2.0371 | 2.3226
44685 | jun | 5.6937 | 3.0781 | 2.6156 | 3.9229
44688 | jun | 5.6368 | 3.3314 | 2.3054 | 3.2827
44689 | jun | 5.6647 | 3.4443 | 2.2204 | 3.1844
44691 | jun | 5.6427 | 3.4092 | 2.2335 | 3.4983
44695 | jun | 5.639 | 3.6255 | 2.0135 | 2.1505
44699 | jun | 5.6599 | 3.7025 | 1.9574 | 1.8921
44702 | jun | 5.6637 | 3.1671 | 2.4966 | 3.8702
44703 | jun | 5.6675 | 3.1537 | 2.5138 | 3.9047
44704 | jun | 5.6492 | 3.1922 | 2.4571 | 3.6833
44705 | jun | 5.652 | 3.1703 | 2.4816 | 3.6675
44706 | jun | 5.6628 | 3.2034 | 2.4594 | 3.919
44707 | jun | 5.6467 | 3.2207 | 2.426 | 3.6922
44708 | jun | 5.6798 | 3.1353 | 2.5445 | 4.0729
44709 | jun | 5.6786 | 3.1164 | 2.5622 | 3.977
44710 | jun | 5.6733 | 3.1585 | 2.5147 | 4.0243
44714 | jun | 5.6646 | 3.1444 | 2.5202 | 3.8099
44718 | jun | 5.6867 | 3.105 | 2.5817 | 4.1424
44720 | jun | 5.697 | 3.0588 | 2.6382 | 4.1726
44721 | jun | 5.6554 | 3.1308 | 2.5247 | 3.6107
44730 | jun | 5.622 | 3.2631 | 2.359 | 3.3149
44802 | jun | 5.9827 | 3.2969 | 2.6857 | 6.3415
44804 | jun | 5.9909 | 3.3978 | 2.5931 | 6.2205
44805 | jun | 5.6277 | 3.5239 | 2.1038 | 2.594
44807 | jun | 5.7778 | 3.5339 | 2.2439 | 4.2239
44811 | jul | 5.9796 | 3.5522 | 2.4274 | 5.2911
44813 | jun | 5.6108 | 3.5294 | 2.0815 | 2.3434
44814 | jul | 5.9675 | 3.6421 | 2.3253 | 4.3571
44817 | jun | 6.0032 | 3.4194 | 2.5838 | 6.3096
44818 | jun | 5.8276 | 3.4741 | 2.3535 | 4.4543
44820 | jun | 5.7956 | 3.539 | 2.2566 | 3.6252
44822 | jun | 5.6224 | 3.5529 | 2.0695 | 2.6085
44824 | jul | 6.0598 | 3.4318 | 2.628 | 5.9034
44826 | jul | 5.9196 | 3.7272 | 2.1924 | 3.9705
44827 | jun | 5.691 | 3.5779 | 2.1131 | 2.7181
44830 | jun | 5.9802 | 3.3491 | 2.6311 | 6.3203
44833 | jun | 5.6881 | 3.5759 | 2.1122 | 2.6314
44836 | jul | 6.0151 | 3.3913 | 2.6237 | 6.0408
44837 | jul | 5.843 | 3.7308 | 2.1122 | 3.0498
44839 | jul | 6.0161 | 3.5665 | 2.4496 | 5.0731
44840 | jun | 5.619 | 3.5156 | 2.1035 | 2.9244
44841 | jul | 6.0416 | 3.3264 | 2.7152 | 6.4243
44842 | jun | 5.6201 | 3.5797 | 2.0403 | 2.7549
44843 | jun | 5.5859 | 3.5104 | 2.0755 | 2.3127
44844 | jun | 5.9636 | 3.2174 | 2.7463 | 6.1179
44846 | jul | 5.9875 | 3.6353 | 2.3522 | 5.0087
44847 | jul | 5.942 | 3.6704 | 2.2716 | 4.7492
44849 | jun | 5.9033 | 3.3497 | 2.5536 | 4.8345
44851 | jul | 5.8726 | 3.7334 | 2.1392 | 3.2644
44853 | jun | 5.9643 | 3.2636 | 2.7007 | 6.1706
44854 | jun | 5.7421 | 3.5851 | 2.157 | 3.4672
44855 | jul | 5.8891 | 3.755 | 2.1341 | 3.7088
44857 | jul | 5.9249 | 3.74 | 2.1849 | 4.3166
44859 | jul | 5.8264 | 3.7139 | 2.1125 | 2.9215
44864 | jun | 5.6092 | 3.5452 | 2.0639 | 2.5545
44865 | jun | 5.7155 | 3.5732 | 2.1424 | 3.3444
44866 | jun | 5.6221 | 3.511 | 2.111 | 2.8575
44867 | jul | 5.9759 | 3.531 | 2.4449 | 5.258
44870 | jul | 6.0598 | 3.4493 | 2.6106 | 5.7635
44875 | jun | 5.6773 | 3.5475 | 2.1298 | 2.7328
44878 | jun | 5.6744 | 3.5439 | 2.1306 | 2.7708
44880 | jul | 5.8308 | 3.698 | 2.1327 | 3.0608
44882 | jun | 5.9151 | 3.328 | 2.587 | 5.2344
44883 | jun | 5.9367 | 3.3191 | 2.6176 | 5.9902
44887 | jun | 5.7227 | 3.588 | 2.1347 | 3.1766
44889 | jul | 5.9286 | 3.6977 | 2.2309 | 3.6759
44890 | jul | 5.911 | 3.7276 | 2.1835 | 4.0086
44902 | jun | 5.5719 | 3.492 | 2.0798 | 1.9782
44903 | jun | 5.6045 | 3.5094 | 2.095 | 2.1946
44904 | jun | 5.6073 | 3.5247 | 2.0827 | 2.1445
44905 | jun | 5.5822 | 3.4933 | 2.0889 | 2.134
44906 | jun | 5.5859 | 3.5029 | 2.083 | 1.9264
44907 | jun | 5.5718 | 3.4963 | 2.0754 | 1.9662
45001 | jun | 6.2437 | 3.3578 | 2.8859 | 5.9141
45002 | jun | 6.2821 | 3.3251 | 2.9571 | 6.2039
45003 | jun | 6.2544 | 3.3218 | 2.9326 | 5.7249
45005 | jun | 6.3474 | 3.2758 | 3.0716 | 7.6834
45011 | jun | 6.3255 | 3.2703 | 3.0552 | 7.2306
45013 | jun | 6.3151 | 3.2827 | 3.0324 | 6.7651
45014 | jun | 6.3173 | 3.2866 | 3.0307 | 6.8537
45015 | jun | 6.3218 | 3.2767 | 3.045 | 7.0492
45030 | jun | 6.3023 | 3.3064 | 2.9959 | 6.2697
45034 | jun | 6.2646 | 3.2809 | 2.9837 | 6.8557
45036 | jun | 6.2753 | 3.278 | 2.9973 | 7.1404
45039 | jun | 6.2575 | 3.286 | 2.9715 | 6.6608
45040 | jun | 6.2819 | 3.279 | 3.0029 | 6.949
45042 | jun | 6.3541 | 3.2782 | 3.0759 | 7.4949
45044 | jun | 6.3118 | 3.2703 | 3.0415 | 7.4154
45050 | jun | 6.3043 | 3.2698 | 3.0345 | 7.3972
45052 | jun | 6.2653 | 3.3579 | 2.9074 | 5.8489
45053 | jun | 6.2909 | 3.2972 | 2.9937 | 6.1927
45054 | jun | 6.2222 | 3.2881 | 2.934 | 6.6331
45056 | jun | 6.2789 | 3.3013 | 2.9776 | 6.1492
45064 | jun | 6.3317 | 3.2935 | 3.0382 | 6.6986
45065 | jun | 6.2512 | 3.2837 | 2.9675 | 6.7369
45066 | jun | 6.3373 | 3.2783 | 3.059 | 7.7208
45067 | jun | 6.3348 | 3.2724 | 3.0625 | 7.3573
45068 | jun | 6.2243 | 3.2872 | 2.9371 | 7.046
45069 | jun | 6.3078 | 3.2778 | 3.03 | 7.042
45101 | jun | 5.9071 | 3.5009 | 2.4062 | 1.9067
45102 | jun | 6.1298 | 3.3736 | 2.7562 | 4.9188
45103 | jun | 6.1302 | 3.3492 | 2.781 | 5.0302
45106 | jun | 6.0612 | 3.4163 | 2.6449 | 3.8798
45107 | jun | 6.118 | 3.3129 | 2.8051 | 5.1381
45111 | jun | 6.2474 | 3.3048 | 2.9426 | 6.2218
45113 | jun | 6.1793 | 3.2964 | 2.8829 | 5.9211
45118 | jun | 6.0608 | 3.3343 | 2.7265 | 4.3864
45120 | jun | 6.0532 | 3.4675 | 2.5857 | 3.4862
45121 | jun | 5.9715 | 3.4399 | 2.5316 | 2.9695
45122 | jun | 6.1749 | 3.3173 | 2.8576 | 5.5546
45123 | jun | 5.926 | 3.1952 | 2.7308 | 4.064
45130 | jun | 6.0217 | 3.4313 | 2.5904 | 3.4262
45133 | jun | 5.9425 | 3.2697 | 2.6727 | 3.3697
45135 | jun | 5.9528 | 3.2579 | 2.6949 | 3.8221
45140 | jun | 6.2492 | 3.2963 | 2.9529 | 6.3328
45142 | jun | 6.0095 | 3.3207 | 2.6888 | 3.8532
45144 | jun | 5.8874 | 3.4744 | 2.413 | 1.8141
45146 | jun | 6.0234 | 3.3085 | 2.7149 | 4.2802
45148 | jun | 6.0667 | 3.3128 | 2.7539 | 4.6605
45150 | jun | 6.205 | 3.3184 | 2.8866 | 5.8548
45152 | jun | 6.2161 | 3.2947 | 2.9215 | 6.2731
45153 | jun | 6.091 | 3.4466 | 2.6444 | 4.013
45154 | jun | 6.0301 | 3.3645 | 2.6656 | 3.8397
45157 | jun | 6.1193 | 3.3999 | 2.7194 | 4.6594
45159 | jun | 5.9845 | 3.295 | 2.6895 | 3.9797
45160 | jun | 6.1399 | 3.3407 | 2.7991 | 5.1597
45162 | jun | 6.1713 | 3.3121 | 2.8592 | 5.5894
45167 | jun | 5.9259 | 3.4645 | 2.4614 | 2.4031
45168 | jun | 5.9151 | 3.4295 | 2.4856 | 2.4523
45169 | jun | 5.9973 | 3.2864 | 2.7109 | 4.6538
45171 | jun | 5.9719 | 3.3703 | 2.6016 | 3.1232
45174 | jun | 6.2349 | 3.3128 | 2.9222 | 6.102
45176 | jun | 6.0748 | 3.3616 | 2.7132 | 4.3685
45177 | jun | 6.0968 | 3.2978 | 2.799 | 5.3885
45202 | jun | 6.2327 | 3.3414 | 2.8912 | 6.0201
45203 | jun | 6.223 | 3.3535 | 2.8695 | 5.9128
45204 | jun | 6.2138 | 3.3696 | 2.8442 | 5.7832
45205 | jun | 6.2203 | 3.3661 | 2.8542 | 5.8263
45206 | jun | 6.2469 | 3.3303 | 2.9166 | 6.1373
45207 | jun | 6.2583 | 3.3223 | 2.936 | 6.2285
45208 | jun | 6.2607 | 3.3127 | 2.9481 | 6.2978
45209 | jun | 6.2727 | 3.3078 | 2.9649 | 6.3763
45211 | jun | 6.246 | 3.3503 | 2.8957 | 5.9976
45212 | jun | 6.2735 | 3.3131 | 2.9604 | 6.3438
45213 | jun | 6.2885 | 3.3023 | 2.9862 | 6.473
45214 | jun | 6.2325 | 3.3518 | 2.8807 | 5.9541
45215 | jun | 6.3124 | 3.3004 | 3.012 | 6.5723
45216 | jun | 6.2901 | 3.3118 | 2.9783 | 6.4088
45217 | jun | 6.2666 | 3.3247 | 2.942 | 6.2413
45218 | jun | 6.3113 | 3.3016 | 3.0097 | 6.5848
45219 | jun | 6.2415 | 3.3398 | 2.9017 | 6.0602
45220 | jun | 6.2519 | 3.3361 | 2.9158 | 6.1169
45223 | jun | 6.2567 | 3.3391 | 2.9175 | 6.109
45224 | jun | 6.2799 | 3.3235 | 2.9564 | 6.2848
45225 | jun | 6.2417 | 3.3476 | 2.8941 | 6.0094
45226 | jun | 6.2474 | 3.3132 | 2.9342 | 6.2379
45227 | jun | 6.2613 | 3.3072 | 2.954 | 6.3052
45228 | jun | 6.2277 | 3.3262 | 2.9015 | 6.0494
45229 | jun | 6.2604 | 3.3254 | 2.935 | 6.2166
45230 | jun | 6.2222 | 3.3232 | 2.899 | 6.0173
45231 | jun | 6.3025 | 3.3096 | 2.9929 | 6.4612
45232 | jun | 6.2725 | 3.3249 | 2.9476 | 6.257
45233 | jun | 6.2283 | 3.3678 | 2.8605 | 5.8181
45236 | jun | 6.2986 | 3.2976 | 3.001 | 6.5363
45237 | jun | 6.2898 | 3.308 | 2.9818 | 6.4369
45238 | jun | 6.22 | 3.3698 | 2.8502 | 5.7965
45239 | jun | 6.2738 | 3.3308 | 2.943 | 6.2057
45240 | jun | 6.3127 | 3.2971 | 3.0156 | 6.6695
45241 | jun | 6.3162 | 3.2876 | 3.0285 | 6.7837
45242 | jun | 6.2972 | 3.2934 | 3.0038 | 6.5656
45243 | jun | 6.2616 | 3.3049 | 2.9567 | 6.3022
45244 | jun | 6.2201 | 3.3193 | 2.9007 | 5.9906
45245 | jun | 6.1726 | 3.3472 | 2.8254 | 5.484
45246 | jun | 6.3175 | 3.2898 | 3.0277 | 6.7929
45247 | jun | 6.2858 | 3.3203 | 2.9655 | 6.2887
45248 | jun | 6.2553 | 3.3455 | 2.9098 | 6.038
45249 | jun | 6.2895 | 3.2887 | 3.0008 | 6.6517
45251 | jun | 6.3024 | 3.3076 | 2.9948 | 6.4869
45252 | jun | 6.3046 | 3.3037 | 3.0009 | 6.49
45255 | jun | 6.1922 | 3.3405 | 2.8517 | 5.6772
45275 | jun | 6.1987 | 3.4078 | 2.7909 | 5.4134
45302 | jun | 6.2724 | 3.3995 | 2.873 | 6.4213
45303 | jun | 6.3234 | 3.3766 | 2.9468 | 6.5695
45304 | jun | 6.3098 | 3.2802 | 3.0296 | 7.0217
45305 | jun | 6.2689 | 3.2864 | 2.9825 | 7.8346
45306 | jun | 6.2692 | 3.4053 | 2.864 | 6.4003
45308 | jun | 6.3115 | 3.3008 | 3.0107 | 7.1578
45309 | jun | 6.3459 | 3.3083 | 3.0376 | 7.6191
45311 | jun | 6.3031 | 3.3089 | 2.9942 | 6.384
45312 | jun | 6.267 | 3.3977 | 2.8693 | 7.0037
45314 | jun | 6.1006 | 3.3267 | 2.7739 | 5.9274
45315 | jun | 6.3696 | 3.3254 | 3.0442 | 8.0769
45317 | jun | 6.2119 | 3.4258 | 2.7861 | 6.11
45318 | jun | 6.3203 | 3.3287 | 2.9916 | 7.3324
45320 | jun | 6.2747 | 3.3283 | 2.9464 | 5.9988
45321 | jun | 6.2761 | 3.3184 | 2.9576 | 6.1058
45322 | jun | 6.3737 | 3.3349 | 3.0388 | 8.0848
45323 | jun | 6.2275 | 3.3437 | 2.8838 | 7.1289
45324 | jun | 6.2746 | 3.3198 | 2.9548 | 7.8034
45325 | jun | 6.3482 | 3.295 | 3.0532 | 7.6754
45326 | jun | 6.2483 | 3.4047 | 2.8437 | 6.6071
45327 | jun | 6.3634 | 3.2859 | 3.0775 | 7.7525
45331 | jun | 6.2872 | 3.3108 | 2.9764 | 6.4981
45332 | jun | 6.2556 | 3.3786 | 2.8771 | 5.4668
45333 | jun | 6.3046 | 3.3578 | 2.9468 | 6.859
45334 | jun | 6.197 | 3.4124 | 2.7846 | 6.0772
45335 | jun | 6.0628 | 3.306 | 2.7568 | 5.4321
45337 | jun | 6.3363 | 3.3071 | 3.0292 | 7.4607
45338 | jun | 6.3109 | 3.2929 | 3.0179 | 6.9656
45339 | jun | 6.3455 | 3.3266 | 3.0189 | 7.714
45340 | jun | 6.1959 | 3.4154 | 2.7805 | 6.0171
45341 | jun | 6.3013 | 3.3395 | 2.9618 | 7.936
45342 | jun | 6.3736 | 3.2844 | 3.0892 | 8.0549
45344 | jun | 6.2726 | 3.3767 | 2.8959 | 7.28
45345 | jun | 6.3454 | 3.3009 | 3.0445 | 7.7779
45346 | jun | 6.2678 | 3.3314 | 2.9363 | 5.9585
45347 | jun | 6.258 | 3.3554 | 2.9026 | 5.4876
45348 | jun | 6.3539 | 3.4519 | 2.902 | 6.5662
45356 | jun | 6.3012 | 3.3648 | 2.9364 | 7.0943
45359 | jun | 6.3324 | 3.3222 | 3.0102 | 7.5828
45362 | jun | 6.3424 | 3.4134 | 2.929 | 6.6415
45363 | jun | 6.3154 | 3.3487 | 2.9668 | 6.965
45365 | jun | 6.2522 | 3.3951 | 2.8572 | 6.3781
45368 | jun | 6.0282 | 3.3571 | 2.6711 | 5.1307
45369 | jun | 5.9908 | 3.3842 | 2.6066 | 4.7722
45370 | jun | 6.2278 | 3.2873 | 2.9405 | 7.4362
45371 | jun | 6.3585 | 3.3583 | 3.0002 | 8.3321
45373 | jun | 6.3316 | 3.3648 | 2.9668 | 7.7489
45377 | jun | 6.3845 | 3.3526 | 3.0319 | 8.5378
45380 | jun | 6.3237 | 3.3484 | 2.9753 | 6.9087
45381 | jun | 6.32 | 3.2965 | 3.0234 | 7.1338
45382 | jun | 6.2948 | 3.2929 | 3.0019 | 6.5676
45383 | jun | 6.3631 | 3.3351 | 3.0281 | 7.9202
45385 | jun | 6.1759 | 3.2991 | 2.8768 | 6.8945
45387 | jun | 6.1739 | 3.3294 | 2.8445 | 6.8233
45388 | jun | 6.3329 | 3.3878 | 2.9451 | 6.8716
45390 | jun | 6.32 | 3.4436 | 2.8764 | 6.0675
45402 | jun | 6.3781 | 3.3014 | 3.0766 | 8.6331
45403 | jun | 6.3647 | 3.2974 | 3.0673 | 8.5987
45404 | jun | 6.3671 | 3.3084 | 3.0587 | 8.591
45405 | jun | 6.381 | 3.3141 | 3.0669 | 8.626
45406 | jun | 6.3855 | 3.3141 | 3.0714 | 8.6184
45408 | jun | 6.379 | 3.297 | 3.082 | 8.6021
45409 | jun | 6.3664 | 3.2928 | 3.0736 | 8.4976
45410 | jun | 6.3657 | 3.2928 | 3.0729 | 8.5978
45414 | jun | 6.3816 | 3.3323 | 3.0494 | 8.5922
45415 | jun | 6.3875 | 3.3318 | 3.0557 | 8.548
45416 | jun | 6.3871 | 3.3223 | 3.0648 | 8.5752
45417 | jun | 6.384 | 3.3018 | 3.0823 | 8.6203
45418 | jun | 6.3762 | 3.2954 | 3.0808 | 8.3337
45419 | jun | 6.3557 | 3.2907 | 3.065 | 8.434
45420 | jun | 6.3435 | 3.2886 | 3.0549 | 8.4209
45424 | jun | 6.3518 | 3.3253 | 3.0265 | 8.5034
45426 | jun | 6.3722 | 3.3163 | 3.0559 | 8.2615
45427 | jun | 6.3712 | 3.3038 | 3.0674 | 8.3217
45429 | jun | 6.3422 | 3.2884 | 3.0538 | 8.2724
45430 | jun | 6.327 | 3.2862 | 3.0409 | 8.3559
45431 | jun | 6.3355 | 3.2939 | 3.0416 | 8.4357
45432 | jun | 6.3331 | 3.2879 | 3.0452 | 8.4189
45433 | jun | 6.3313 | 3.309 | 3.0223 | 8.3654
45434 | jun | 6.281 | 3.2897 | 2.9913 | 7.9977
45439 | jun | 6.3728 | 3.2924 | 3.0804 | 8.4264
45440 | jun | 6.3039 | 3.2863 | 3.0176 | 8.1131
45449 | jun | 6.3758 | 3.2888 | 3.087 | 8.2736
45458 | jun | 6.3069 | 3.2832 | 3.0237 | 7.821
45459 | jun | 6.3306 | 3.2862 | 3.0444 | 8.0843
45469 | jun | 6.367 | 3.293 | 3.074 | 8.5775
45502 | jun | 6.1238 | 3.3878 | 2.7359 | 5.8129
45503 | jun | 6.0858 | 3.4027 | 2.6832 | 5.4666
45504 | jun | 6.1794 | 3.3897 | 2.7898 | 6.2271
45505 | jun | 6.0772 | 3.3812 | 2.6961 | 5.5677
45506 | jun | 6.1742 | 3.3697 | 2.8045 | 6.3764
45601 | jun | 5.7981 | 3.0877 | 2.7104 | 4.4454
45612 | jun | 5.843 | 3.1544 | 2.6886 | 3.5767
45613 | jun | 5.7429 | 3.0767 | 2.6662 | 3.8515
45614 | jun | 5.6734 | 3.2821 | 2.3914 | 3.2181
45616 | jun | 5.7946 | 3.3945 | 2.4001 | 1.6746
45619 | jun | 5.6379 | 3.3764 | 2.2615 | 2.7611
45620 | jun | 5.6662 | 3.2817 | 2.3845 | 3.1418
45622 | jun | 5.6679 | 3.2441 | 2.4238 | 3.9008
45623 | jun | 5.6212 | 3.2907 | 2.3305 | 2.6951
45628 | jun | 5.8874 | 3.1469 | 2.7404 | 4.3954
45629 | jun | 5.6931 | 3.4999 | 2.1932 | 2.7306
45631 | jun | 5.6445 | 3.2836 | 2.3609 | 2.9482
45634 | jun | 5.6731 | 3.226 | 2.4471 | 3.7437
45638 | jun | 5.6519 | 3.5996 | 2.0523 | 2.3778
45640 | jun | 5.7014 | 3.1795 | 2.5219 | 3.6268
45644 | jun | 5.7807 | 3.1613 | 2.6194 | 4.6604
45645 | jun | 5.6258 | 3.4911 | 2.1346 | 2.3816
45646 | jun | 5.8444 | 3.1922 | 2.6522 | 3.1174
45647 | jun | 5.7674 | 3.1176 | 2.6498 | 4.2907
45648 | jun | 5.7393 | 3.1463 | 2.593 | 3.2183
45650 | jun | 5.8608 | 3.4097 | 2.4511 | 1.8757
45651 | jun | 5.6649 | 3.2413 | 2.4237 | 3.8214
45652 | jun | 5.7367 | 3.2355 | 2.5012 | 2.713
45653 | jun | 5.7166 | 3.1844 | 2.5322 | 3.3267
45654 | jun | 5.6447 | 3.2855 | 2.3592 | 3.8177
45656 | jun | 5.6743 | 3.2809 | 2.3934 | 3.1841
45657 | jun | 5.7699 | 3.2851 | 2.4848 | 2.191
45658 | jun | 5.6289 | 3.332 | 2.2969 | 2.7603
45659 | jun | 5.6413 | 3.4825 | 2.1588 | 2.5008
45660 | jun | 5.8506 | 3.2378 | 2.6129 | 2.9238
45661 | jun | 5.7944 | 3.0903 | 2.7041 | 3.5075
45662 | jun | 5.7309 | 3.2497 | 2.4811 | 3.0683
45663 | jun | 5.7369 | 3.3232 | 2.4138 | 2.2159
45669 | jun | 5.6342 | 3.32 | 2.3142 | 2.7778
45671 | jun | 5.8139 | 3.2139 | 2.5999 | 2.6975
45672 | jun | 5.7236 | 3.1405 | 2.583 | 4.0261
45673 | jun | 5.7759 | 3.0639 | 2.712 | 4.3242
45675 | jun | 5.6336 | 3.5091 | 2.1246 | 2.417
45678 | jun | 5.6167 | 3.3463 | 2.2704 | 2.6407
45679 | jun | 5.9035 | 3.312 | 2.5915 | 2.8725
45680 | jun | 5.6419 | 3.4606 | 2.1812 | 2.6237
45681 | jun | 5.8514 | 3.1462 | 2.7052 | 3.8899
45682 | jun | 5.6858 | 3.313 | 2.3728 | 3.0873
45684 | jun | 5.752 | 3.4411 | 2.3109 | 1.4328
45685 | jun | 5.6837 | 3.2764 | 2.4072 | 3.3188
45686 | jun | 5.6843 | 3.2697 | 2.4146 | 3.4444
45688 | jun | 5.612 | 3.3986 | 2.2134 | 2.4871
45690 | jun | 5.7938 | 3.0388 | 2.755 | 3.9878
45692 | jun | 5.6927 | 3.2027 | 2.49 | 3.7119
45693 | jun | 5.8792 | 3.395 | 2.4842 | 2.2031
45694 | jun | 5.7154 | 3.3457 | 2.3697 | 3.1188
45695 | jun | 5.6696 | 3.2642 | 2.4054 | 3.6272
45696 | jun | 5.6161 | 3.4024 | 2.2137 | 2.5342
45697 | jun | 5.912 | 3.3671 | 2.5449 | 2.6506
45701 | jun | 5.6372 | 3.3759 | 2.2613 | 3.2643
45710 | jun | 5.6557 | 3.3094 | 2.3464 | 3.4659
45711 | jun | 5.6411 | 3.4551 | 2.186 | 2.9198
45714 | jun | 5.6677 | 3.4935 | 2.1743 | 3.5301
45715 | jun | 5.6898 | 3.5611 | 2.1287 | 2.4584
45723 | jun | 5.6435 | 3.4267 | 2.2168 | 3.1885
45724 | jun | 5.6516 | 3.4957 | 2.156 | 2.9088
45727 | jun | 5.6792 | 3.5977 | 2.0814 | 2.0813
45729 | jun | 5.6706 | 3.5148 | 2.1558 | 3.1269
45732 | jun | 5.6648 | 3.4266 | 2.2382 | 3.4806
45734 | jun | 5.5592 | 3.6875 | 1.8717 | 0.35567
45735 | jun | 5.6325 | 3.412 | 2.2205 | 3.0437
45741 | jun | 5.6745 | 3.2835 | 2.391 | 3.4379
45742 | jun | 5.6572 | 3.4725 | 2.1848 | 3.4265
45743 | jun | 5.6394 | 3.3596 | 2.2798 | 2.8653
45744 | jun | 5.6927 | 3.5481 | 2.1446 | 2.537
45745 | jun | 5.6347 | 3.629 | 2.0057 | 1.3577
45746 | jun | 5.6882 | 3.5894 | 2.0987 | 2.041
45750 | jun | 5.6668 | 3.5101 | 2.1567 | 2.648
45760 | jun | 5.66 | 3.2947 | 2.3652 | 3.1435
45761 | jun | 5.644 | 3.4 | 2.244 | 3.3994
45764 | jun | 5.6473 | 3.3495 | 2.2978 | 3.8064
45766 | jun | 5.6448 | 3.327 | 2.3179 | 3.636
45767 | jun | 5.5404 | 3.6585 | 1.8819 | 0.32863
45768 | jun | 5.5942 | 3.5504 | 2.0438 | 1.4318
45769 | jun | 5.6464 | 3.3316 | 2.3148 | 3.0973
45770 | jun | 5.6164 | 3.3278 | 2.2886 | 2.5268
45771 | jun | 5.6331 | 3.3095 | 2.3235 | 2.7129
45772 | jun | 5.6414 | 3.3954 | 2.246 | 2.9811
45773 | jun | 5.618 | 3.5349 | 2.0831 | 1.8101
45775 | jun | 5.6588 | 3.3043 | 2.3544 | 3.2389
45776 | jun | 5.6364 | 3.3633 | 2.2732 | 3.0948
45778 | jun | 5.6379 | 3.4519 | 2.186 | 2.9321
45780 | jun | 5.639 | 3.3763 | 2.2627 | 3.4286
45784 | jun | 5.6604 | 3.4993 | 2.1611 | 3.1938
45786 | jun | 5.6799 | 3.5338 | 2.1461 | 2.7173
45788 | jun | 5.6597 | 3.551 | 2.1087 | 2.0591
45789 | jun | 5.5837 | 3.6276 | 1.9561 | 1.0269
45801 | jun | 6.2261 | 3.3956 | 2.8306 | 6.6049
45804 | jun | 6.2592 | 3.4008 | 2.8584 | 6.6019
45805 | jun | 6.2999 | 3.4051 | 2.8949 | 6.7564
45806 | jun | 6.2674 | 3.407 | 2.8604 | 6.5899
45807 | jun | 6.2846 | 3.3975 | 2.8871 | 6.8285
45808 | jun | 6.1882 | 3.3901 | 2.7981 | 6.6062
45810 | jun | 6.1164 | 3.3844 | 2.732 | 6.4475
45812 | jun | 6.1135 | 3.3922 | 2.7213 | 6.2485
45813 | jun | 6.4311 | 3.4305 | 3.0005 | 6.6914
45814 | jun | 6.0694 | 3.3263 | 2.7431 | 6.7333
45817 | jun | 6.1457 | 3.3835 | 2.7622 | 6.6147
45821 | jun | 6.3799 | 3.3945 | 2.9854 | 6.6003
45822 | jun | 6.4098 | 3.5321 | 2.8777 | 6.8648
45827 | jun | 6.3176 | 3.3838 | 2.9339 | 6.8852
45828 | jun | 6.4119 | 3.5555 | 2.8564 | 6.6906
45830 | jun | 6.2368 | 3.3803 | 2.8564 | 6.837
45831 | jun | 6.2649 | 3.3452 | 2.9197 | 6.7685
45832 | jun | 6.4854 | 3.5511 | 2.9344 | 7.0481
45833 | jun | 6.3547 | 3.4283 | 2.9264 | 6.9603
45835 | jun | 6.0975 | 3.3616 | 2.7358 | 6.5869
45836 | jun | 6.0877 | 3.3415 | 2.7462 | 6.7315
45840 | jun | 6.0563 | 3.3919 | 2.6643 | 6.3937
45841 | jun | 6.0927 | 3.3656 | 2.7271 | 6.6734
45843 | jun | 6.0406 | 3.2795 | 2.7611 | 6.6572
45844 | jun | 6.3262 | 3.3979 | 2.9283 | 6.9483
45845 | jun | 6.3192 | 3.3822 | 2.9371 | 6.8393
45846 | jun | 6.3984 | 3.5579 | 2.8405 | 6.4139
45849 | jun | 6.4003 | 3.424 | 2.9763 | 6.8904
45850 | jun | 6.141 | 3.4014 | 2.7396 | 6.2516
45851 | jun | 6.4401 | 3.4609 | 2.9793 | 6.9116
45856 | jun | 6.1874 | 3.3575 | 2.8299 | 6.6416
45858 | jun | 6.1268 | 3.4198 | 2.707 | 6.3868
45860 | jun | 6.349 | 3.4307 | 2.9183 | 6.816
45862 | jun | 6.4002 | 3.5037 | 2.8965 | 6.986
45863 | jun | 6.389 | 3.449 | 2.94 | 6.9451
45865 | jun | 6.3213 | 3.4024 | 2.9189 | 6.768
45867 | jun | 6.0425 | 3.2812 | 2.7614 | 6.7038
45868 | jun | 6.1364 | 3.3848 | 2.7516 | 6.6382
45869 | jun | 6.3384 | 3.4225 | 2.9159 | 6.8001
45871 | jun | 6.3242 | 3.4136 | 2.9106 | 6.6905
45872 | jun | 6.0709 | 3.4342 | 2.6367 | 6.3287
45873 | jun | 6.3723 | 3.3774 | 2.9949 | 6.8132
45874 | jun | 6.4655 | 3.5895 | 2.8761 | 7.0892
45875 | jun | 6.2115 | 3.3643 | 2.8473 | 6.7418
45877 | jun | 6.1707 | 3.382 | 2.7886 | 6.6746
45879 | jun | 6.4132 | 3.4202 | 2.9931 | 6.7863
45880 | jun | 6.4701 | 3.477 | 2.9931 | 6.9979
45881 | jun | 6.1085 | 3.3832 | 2.7253 | 6.6398
45882 | jun | 6.4523 | 3.5966 | 2.8557 | 7.002
45883 | jun | 6.3714 | 3.4847 | 2.8867 | 6.6604
45885 | jun | 6.3604 | 3.4398 | 2.9206 | 6.8522
45886 | jun | 6.4466 | 3.481 | 2.9656 | 6.9429
45887 | jun | 6.3607 | 3.4441 | 2.9166 | 6.9517
45889 | jun | 6.0432 | 3.4333 | 2.6099 | 6.2516
45890 | jun | 6.0102 | 3.2848 | 2.7254 | 6.5223
45891 | jun | 6.4371 | 3.5096 | 2.9275 | 6.9968
45894 | jun | 6.3912 | 3.4824 | 2.9087 | 7.0381
45895 | jun | 6.2699 | 3.4129 | 2.857 | 6.4841
45896 | jun | 6.144 | 3.4104 | 2.7336 | 6.0504
45898 | jul | 6.4513 | 3.6097 | 2.8417 | 7.0966
46001 | jun | 6.4284 | 3.3056 | 3.1228 | 5.6986
46011 | jun | 6.4422 | 3.2463 | 3.1958 | 5.6322
46012 | jun | 6.4126 | 3.313 | 3.0997 | 5.3266
46013 | jun | 6.4196 | 3.2924 | 3.1272 | 5.0316
46016 | jun | 6.4217 | 3.269 | 3.1527 | 5.378
46017 | jun | 6.3989 | 3.3329 | 3.0659 | 4.9216
46030 | jun | 6.4937 | 3.3369 | 3.1567 | 5.6511
46031 | jun | 6.4893 | 3.3327 | 3.1566 | 5.7864
46032 | jun | 6.4707 | 3.4165 | 3.0542 | 4.7774
46033 | jun | 6.472 | 3.3565 | 3.1155 | 4.8966
46034 | jun | 6.5024 | 3.3482 | 3.1542 | 5.4865
46035 | jun | 6.5196 | 3.7588 | 2.7608 | 5.444
46036 | jun | 6.4565 | 3.2728 | 3.1837 | 6.034
46037 | jun | 6.4221 | 3.3135 | 3.1086 | 4.7037
46038 | jun | 6.4481 | 3.3284 | 3.1197 | 4.8299
46039 | jun | 6.5255 | 3.4476 | 3.0779 | 6.3833
46040 | jun | 6.4154 | 3.333 | 3.0824 | 4.2255
46041 | jun | 6.5302 | 3.5986 | 2.9316 | 6.0544
46044 | jun | 6.4416 | 3.2551 | 3.1865 | 5.8636
46048 | jun | 6.4296 | 3.3231 | 3.1065 | 4.4399
46049 | jun | 6.5041 | 3.43 | 3.0741 | 5.9388
46050 | jun | 6.5097 | 3.5728 | 2.9368 | 5.3363
46051 | jun | 6.4566 | 3.2614 | 3.1952 | 5.3996
46052 | jun | 6.4992 | 3.6821 | 2.817 | 4.535
46055 | jun | 6.3939 | 3.3141 | 3.0799 | 4.1802
46056 | jun | 6.3895 | 3.3883 | 3.0012 | 4.1133
46057 | jun | 6.5295 | 3.5093 | 3.0202 | 6.1823
46058 | jun | 6.5554 | 3.6417 | 2.9138 | 6.7622
46060 | jun | 6.469 | 3.2954 | 3.1736 | 5.3475
46062 | jun | 6.5 | 3.3585 | 3.1415 | 5.1733
46064 | jun | 6.4309 | 3.3194 | 3.1114 | 4.5799
46065 | jun | 6.5725 | 3.5833 | 2.9892 | 7.181
46068 | jun | 6.5037 | 3.3332 | 3.1706 | 6.4155
46069 | jun | 6.5059 | 3.5069 | 2.9991 | 5.0954
46070 | jun | 6.4519 | 3.3299 | 3.122 | 5.8517
46071 | jun | 6.5256 | 3.7562 | 2.7693 | 4.9302
46072 | jun | 6.4958 | 3.346 | 3.1498 | 6.0119
46074 | jun | 6.4967 | 3.4529 | 3.0438 | 4.8828
46075 | jun | 6.4892 | 3.5959 | 2.8933 | 4.5635
46076 | jun | 6.4835 | 3.2821 | 3.2014 | 6.2532
46077 | jun | 6.4751 | 3.523 | 2.9521 | 4.6068
46104 | jun | 6.3067 | 3.4067 | 2.9 | 2.8919
46105 | jun | 6.47 | 3.8012 | 2.6689 | 3.8358
46106 | jun | 6.4058 | 3.123 | 3.2828 | 4.656
46107 | jun | 6.4133 | 3.2103 | 3.203 | 4.4652
46110 | jun | 6.3855 | 3.1296 | 3.2558 | 3.9728
46112 | jun | 6.4458 | 3.5162 | 2.9296 | 4.4162
46113 | jun | 6.4465 | 3.23 | 3.2165 | 4.9361
46115 | jun | 6.3024 | 3.4526 | 2.8498 | 2.8502
46117 | jun | 6.3489 | 3.4263 | 2.9227 | 3.1141
46118 | jun | 6.4587 | 3.4759 | 2.9828 | 4.4692
46120 | jun | 6.4979 | 3.6083 | 2.8895 | 4.6498
46121 | jun | 6.4664 | 3.6512 | 2.8152 | 4.1833
46122 | jun | 6.4482 | 3.6004 | 2.8478 | 4.1688
46123 | jun | 6.442 | 3.4187 | 3.0233 | 4.6008
46124 | jun | 6.3576 | 2.9873 | 3.3703 | 4.2961
46126 | jun | 6.3891 | 3.1861 | 3.203 | 3.7789
46127 | jun | 6.2457 | 3.5385 | 2.7073 | 2.9049
46128 | jun | 6.4759 | 3.6995 | 2.7763 | 4.2229
46130 | jun | 6.3887 | 3.2516 | 3.1371 | 3.4412
46131 | jun | 6.3782 | 3.0709 | 3.3073 | 4.2647
46133 | jun | 6.2244 | 3.4831 | 2.7413 | 3.1948
46135 | jun | 6.5191 | 3.7266 | 2.7925 | 4.429
46140 | jun | 6.3938 | 3.3462 | 3.0476 | 3.3638
46142 | jun | 6.4312 | 3.1579 | 3.2733 | 4.7862
46143 | jun | 6.4127 | 3.1432 | 3.2695 | 4.4639
46147 | jun | 6.4763 | 3.7706 | 2.7058 | 4.1204
46148 | jun | 6.2981 | 3.4846 | 2.8135 | 3.0202
46149 | jun | 6.4473 | 3.6923 | 2.755 | 3.9995
46150 | jun | 6.307 | 3.3468 | 2.9602 | 3.0618
46151 | jun | 6.4377 | 3.2879 | 3.1498 | 4.6663
46156 | jun | 6.275 | 3.4004 | 2.8746 | 3.0239
46157 | jun | 6.4655 | 3.4176 | 3.0479 | 4.6202
46158 | jun | 6.4434 | 3.2703 | 3.1732 | 4.8392
46160 | jun | 6.3833 | 3.1617 | 3.2216 | 4.2842
46161 | jun | 6.3486 | 3.3343 | 3.0143 | 2.982
46162 | jun | 6.3867 | 3.1157 | 3.271 | 4.0612
46163 | jun | 6.4087 | 3.2606 | 3.1481 | 3.6884
46164 | jun | 6.3558 | 3.0454 | 3.3104 | 4.0871
46165 | jun | 6.4504 | 3.7467 | 2.7037 | 3.8575
46166 | jun | 6.4515 | 3.4146 | 3.0369 | 4.6388
46167 | jun | 6.4449 | 3.6126 | 2.8323 | 4.1866
46168 | jun | 6.4435 | 3.3581 | 3.0854 | 4.7124
46171 | jun | 6.5572 | 3.6398 | 2.9174 | 5.0814
46172 | jun | 6.4719 | 3.8355 | 2.6364 | 3.6789
46173 | jun | 6.253 | 3.4688 | 2.7843 | 2.9628
46175 | jun | 6.5291 | 3.8314 | 2.6977 | 3.8678
46176 | jun | 6.3501 | 3.1848 | 3.1653 | 3.5679
46180 | jun | 6.4765 | 3.5404 | 2.9361 | 4.4367
46181 | jun | 6.3675 | 3.0848 | 3.2827 | 4.2728
46182 | jun | 6.3236 | 3.227 | 3.0966 | 3.4146
46184 | jun | 6.4009 | 3.1175 | 3.2834 | 4.3365
46186 | jun | 6.3879 | 3.4131 | 2.9748 | 3.5471
46201 | jun | 6.4242 | 3.249 | 3.1752 | 4.5663
46202 | jun | 6.4404 | 3.265 | 3.1754 | 4.7084
46203 | jun | 6.4171 | 3.2244 | 3.1928 | 4.4744
46204 | jun | 6.4374 | 3.2542 | 3.1832 | 4.6887
46205 | jun | 6.4388 | 3.2964 | 3.1424 | 4.6702
46208 | jun | 6.446 | 3.3053 | 3.1407 | 4.7229
46214 | jun | 6.4569 | 3.3362 | 3.1208 | 4.7964
46216 | jun | 6.4172 | 3.2991 | 3.1181 | 4.4368
46217 | jun | 6.4394 | 3.1905 | 3.2489 | 4.8193
46218 | jun | 6.4278 | 3.2703 | 3.1575 | 4.5838
46219 | jun | 6.4158 | 3.2564 | 3.1594 | 4.3595
46220 | jun | 6.4397 | 3.3162 | 3.1235 | 4.6716
46221 | jun | 6.4505 | 3.2123 | 3.2382 | 4.9326
46222 | jun | 6.4541 | 3.2817 | 3.1724 | 4.8236
46224 | jun | 6.4609 | 3.3052 | 3.1557 | 4.8631
46225 | jun | 6.4367 | 3.2302 | 3.2065 | 4.7065
46226 | jun | 6.4244 | 3.2855 | 3.1389 | 4.5067
46227 | jun | 6.4225 | 3.1877 | 3.2348 | 4.5884
46228 | jun | 6.452 | 3.3428 | 3.1092 | 4.7374
46229 | jun | 6.4125 | 3.2714 | 3.1411 | 4.0924
46231 | jun | 6.4505 | 3.3009 | 3.1497 | 4.837
46234 | jun | 6.4511 | 3.3975 | 3.0536 | 4.6676
46235 | jun | 6.4088 | 3.2905 | 3.1183 | 4.2478
46236 | jun | 6.4026 | 3.3112 | 3.0915 | 4.3805
46237 | jun | 6.4098 | 3.1843 | 3.2255 | 4.3844
46239 | jun | 6.4113 | 3.2324 | 3.1789 | 4.0985
46240 | jun | 6.4486 | 3.352 | 3.0966 | 4.7227
46241 | jun | 6.4565 | 3.2515 | 3.205 | 4.922
46250 | jun | 6.4402 | 3.3228 | 3.1174 | 4.7017
46254 | jun | 6.4574 | 3.3775 | 3.0799 | 4.7367
46256 | jun | 6.4191 | 3.3171 | 3.102 | 4.5504
46259 | jun | 6.4041 | 3.1863 | 3.2179 | 4.0871
46260 | jun | 6.4517 | 3.3818 | 3.0699 | 4.6984
46268 | jun | 6.4559 | 3.4152 | 3.0407 | 4.6828
46278 | jun | 6.4536 | 3.4637 | 2.9899 | 4.5724
46280 | jun | 6.4575 | 3.3656 | 3.0919 | 4.7726
46290 | jun | 6.4586 | 3.3963 | 3.0623 | 4.7317
46303 | jul | 6.398 | 3.6077 | 2.7903 | 7.6744
46304 | jul | 6.3678 | 3.6674 | 2.7004 | 5.6179
46307 | jul | 6.3915 | 3.6123 | 2.7792 | 7.2749
46310 | jul | 6.3892 | 3.5761 | 2.8131 | 7.5111
46311 | jun | 6.5074 | 3.7222 | 2.7852 | 7.7056
46312 | jul | 6.3979 | 3.6052 | 2.7927 | 7.6558
46319 | jul | 6.3998 | 3.5952 | 2.8047 | 7.5725
46320 | jun | 6.4693 | 3.6555 | 2.8138 | 7.7485
46321 | jun | 6.4901 | 3.6948 | 2.7953 | 7.751
46322 | jul | 6.4007 | 3.6041 | 2.7965 | 7.6675
46323 | jul | 6.4017 | 3.6003 | 2.8014 | 7.6769
46324 | jun | 6.4814 | 3.6824 | 2.7989 | 7.7643
46327 | jun | 6.4724 | 3.6557 | 2.8168 | 7.7572
46340 | jul | 6.3918 | 3.7735 | 2.6183 | 5.0315
46341 | jul | 6.3839 | 3.645 | 2.7388 | 7.2777
46342 | jul | 6.3838 | 3.5832 | 2.8007 | 6.8695
46347 | jul | 6.3713 | 3.7298 | 2.6414 | 6.8291
46348 | jul | 6.3827 | 3.7438 | 2.6389 | 5.9971
46349 | jul | 6.4142 | 3.5178 | 2.8965 | 7.9338
46350 | jul | 6.357 | 3.7789 | 2.5781 | 3.5474
46356 | jul | 6.4095 | 3.578 | 2.8315 | 7.8008
46360 | jul | 6.3753 | 3.7148 | 2.6605 | 4.5133
46365 | jul | 6.3771 | 3.7155 | 2.6616 | 3.4486
46366 | jul | 6.3819 | 3.7242 | 2.6576 | 6.1866
46368 | jul | 6.3786 | 3.5875 | 2.7911 | 6.4727
46371 | jul | 6.371 | 3.7121 | 2.6589 | 3.4212
46373 | jul | 6.3953 | 3.6167 | 2.7785 | 7.6295
46374 | jul | 6.3802 | 3.6913 | 2.6889 | 6.6616
46375 | jul | 6.3979 | 3.6072 | 2.7907 | 7.6071
46382 | jul | 6.3757 | 3.7915 | 2.5842 | 4.3916
46383 | jul | 6.3678 | 3.7379 | 2.6299 | 5.801
46385 | jul | 6.3694 | 3.6786 | 2.6908 | 6.4307
46390 | jul | 6.3823 | 3.7697 | 2.6126 | 5.4032
46391 | jul | 6.3547 | 3.7655 | 2.5891 | 4.7631
46392 | jul | 6.3716 | 3.6383 | 2.7333 | 7.3357
46394 | jun | 6.4537 | 3.6381 | 2.8156 | 7.7103
46402 | jul | 6.3945 | 3.5639 | 2.8307 | 7.2722
46403 | jul | 6.3873 | 3.5445 | 2.8428 | 6.8806
46404 | jul | 6.3986 | 3.5734 | 2.8252 | 7.435
46405 | jul | 6.3876 | 3.5448 | 2.8428 | 6.9489
46406 | jul | 6.4008 | 3.5861 | 2.8147 | 7.5806
46407 | jul | 6.3944 | 3.5594 | 2.835 | 7.2454
46408 | jul | 6.3973 | 3.5796 | 2.8177 | 7.4065
46409 | jul | 6.393 | 3.5682 | 2.8248 | 7.2194
46410 | jul | 6.3916 | 3.5931 | 2.7985 | 7.2435
46501 | jul | 6.3653 | 3.6982 | 2.6671 | 5.2725
46504 | jul | 6.3834 | 3.6428 | 2.7406 | 5.4171
46506 | jul | 6.3727 | 3.6134 | 2.7593 | 4.9125
46507 | jun | 6.3851 | 3.4956 | 2.8895 | 6.4468
46508 | jun | 6.4461 | 3.702 | 2.7441 | 5.951
46510 | jun | 6.4634 | 3.6644 | 2.799 | 6.1875
46511 | jul | 6.3771 | 3.7448 | 2.6323 | 5.3872
46514 | jul | 6.3562 | 3.4873 | 2.8689 | 5.8398
46516 | jul | 6.3662 | 3.5041 | 2.8621 | 6.0115
46517 | jul | 6.3668 | 3.5248 | 2.842 | 5.7791
46524 | jul | 6.3862 | 3.6231 | 2.7631 | 5.7343
46526 | jul | 6.3786 | 3.5407 | 2.8379 | 6.2707
46528 | jun | 6.3954 | 3.5256 | 2.8698 | 6.5058
46530 | jul | 6.3512 | 3.4827 | 2.8686 | 5.1059
46531 | jul | 6.383 | 3.7407 | 2.6423 | 4.7585
46532 | jul | 6.3903 | 3.762 | 2.6283 | 4.4581
46534 | jul | 6.3817 | 3.7572 | 2.6245 | 5.3309
46536 | jul | 6.3679 | 3.6248 | 2.7432 | 4.3204
46538 | jul | 6.3842 | 3.5745 | 2.8097 | 6.2577
46539 | jul | 6.3925 | 3.6675 | 2.725 | 5.8348
46540 | jun | 6.3898 | 3.4715 | 2.9182 | 6.6512
46542 | jul | 6.3673 | 3.5739 | 2.7934 | 6.1818
46543 | jun | 6.3998 | 3.5107 | 2.8892 | 6.5943
46544 | jul | 6.357 | 3.5414 | 2.8155 | 5.0115
46545 | jul | 6.3541 | 3.507 | 2.8471 | 4.9821
46550 | jul | 6.3772 | 3.5831 | 2.7941 | 5.7647
46552 | jul | 6.3735 | 3.626 | 2.7475 | 3.6959
46553 | jul | 6.3696 | 3.5544 | 2.8152 | 6.3018
46554 | jul | 6.3777 | 3.6578 | 2.7199 | 3.9369
46555 | jun | 6.4415 | 3.5793 | 2.8622 | 6.5258
46556 | jul | 6.3601 | 3.5137 | 2.8464 | 4.4494
46561 | jul | 6.3523 | 3.5101 | 2.8423 | 5.363
46562 | jul | 6.4218 | 3.5467 | 2.8752 | 6.502
46563 | jul | 6.3692 | 3.69 | 2.6792 | 4.7636
46565 | jun | 6.3887 | 3.4354 | 2.9533 | 6.6678
46567 | jun | 6.4247 | 3.5705 | 2.8542 | 6.4905
46570 | jul | 6.3828 | 3.6733 | 2.7095 | 5.5436
46571 | jun | 6.3815 | 3.4556 | 2.9259 | 6.5861
46573 | jul | 6.3682 | 3.5607 | 2.8075 | 5.4807
46574 | jul | 6.3822 | 3.7195 | 2.6627 | 4.0882
46580 | jul | 6.4019 | 3.6076 | 2.7943 | 6.1767
46582 | jul | 6.394 | 3.5839 | 2.8101 | 6.2233
46590 | jul | 6.4104 | 3.5858 | 2.8246 | 6.3106
46601 | jul | 6.3622 | 3.5361 | 2.8261 | 4.3792
46613 | jul | 6.3632 | 3.5459 | 2.8173 | 4.3681
46614 | jul | 6.3678 | 3.5857 | 2.7821 | 4.2647
46615 | jul | 6.3591 | 3.5252 | 2.834 | 4.6042
46616 | jul | 6.3619 | 3.5245 | 2.8374 | 4.3668
46617 | jul | 6.3601 | 3.5218 | 2.8383 | 4.4891
46619 | jul | 6.3711 | 3.5793 | 2.7918 | 4.0613
46628 | jul | 6.3664 | 3.5376 | 2.8289 | 4.1569
46635 | jul | 6.3569 | 3.5019 | 2.8549 | 4.6706
46637 | jul | 6.3578 | 3.4944 | 2.8634 | 4.5303
46701 | jun | 6.4283 | 3.4644 | 2.9639 | 6.7743
46702 | jun | 6.5317 | 3.6435 | 2.8882 | 6.4391
46703 | jun | 6.2301 | 3.4021 | 2.828 | 4.8913
46705 | jun | 6.2783 | 3.3724 | 2.9059 | 5.415
46706 | jun | 6.3905 | 3.3774 | 3.0131 | 6.4933
46710 | jun | 6.411 | 3.3991 | 3.012 | 6.7317
46711 | jul | 6.4867 | 3.5806 | 2.906 | 7.0024
46714 | jul | 6.5171 | 3.4602 | 3.0569 | 7.1096
46721 | jun | 6.3271 | 3.4076 | 2.9195 | 5.5353
46723 | jun | 6.4969 | 3.4364 | 3.0605 | 7.3143
46725 | jul | 6.4719 | 3.433 | 3.0388 | 7.1204
46730 | jun | 6.3305 | 3.3731 | 2.9574 | 6.0692
46731 | jul | 6.5608 | 3.4035 | 3.1573 | 7.527
46732 | jun | 6.4346 | 3.541 | 2.8936 | 6.6079
46733 | jul | 6.5149 | 3.4802 | 3.0347 | 7.3914
46737 | jun | 6.1865 | 3.4556 | 2.7309 | 4.4065
46738 | jun | 6.4135 | 3.3774 | 3.0361 | 6.7739
46740 | jul | 6.4698 | 3.6145 | 2.8553 | 6.8137
46741 | jun | 6.4541 | 3.4054 | 3.0488 | 7.0347
46742 | jun | 6.2445 | 3.4397 | 2.8048 | 4.4994
46743 | jun | 6.4314 | 3.4189 | 3.0125 | 6.7602
46745 | jul | 6.5622 | 3.399 | 3.1631 | 7.8535
46746 | jun | 6.3357 | 3.3742 | 2.9615 | 6.3604
46747 | jun | 6.279 | 3.3637 | 2.9152 | 5.6485
46748 | jun | 6.4765 | 3.3826 | 3.0939 | 7.3017
46750 | jul | 6.5055 | 3.459 | 3.0466 | 6.8218
46755 | jun | 6.3592 | 3.3972 | 2.962 | 6.3416
46759 | jul | 6.473 | 3.5697 | 2.9033 | 6.641
46760 | jun | 6.4403 | 3.5225 | 2.9178 | 6.6898
46761 | jun | 6.341 | 3.3927 | 2.9483 | 6.3313
46763 | jun | 6.4517 | 3.3945 | 3.0572 | 7.0764
46764 | jul | 6.4203 | 3.5158 | 2.9045 | 6.616
46765 | jun | 6.4652 | 3.3819 | 3.0834 | 7.1924
46766 | jul | 6.5027 | 3.4829 | 3.0198 | 6.886
46767 | jun | 6.411 | 3.4954 | 2.9157 | 6.6248
46770 | jul | 6.5819 | 3.3587 | 3.2231 | 7.6179
46772 | jul | 6.5028 | 3.5472 | 2.9556 | 7.1565
46773 | jul | 6.4703 | 3.4794 | 2.9908 | 7.3404
46774 | jun | 6.5322 | 3.4387 | 3.0935 | 7.6168
46776 | jun | 6.2695 | 3.357 | 2.9125 | 5.7799
46777 | jul | 6.6113 | 3.3535 | 3.2577 | 7.9511
46779 | jun | 6.2464 | 3.3807 | 2.8657 | 5.0166
46781 | jul | 6.4859 | 3.5456 | 2.9403 | 6.6746
46783 | jul | 6.5722 | 3.3348 | 3.2374 | 7.7187
46784 | jun | 6.3737 | 3.4213 | 2.9525 | 6.486
46785 | jun | 6.383 | 3.4026 | 2.9805 | 6.2391
46787 | jul | 6.4697 | 3.5009 | 2.9688 | 6.661
46788 | jun | 6.4107 | 3.4003 | 3.0104 | 6.605
46791 | jul | 6.5889 | 3.3629 | 3.226 | 7.7135
46792 | jun | 6.5667 | 3.6362 | 2.9305 | 6.4486
46793 | jun | 6.3133 | 3.3799 | 2.9333 | 5.6496
46794 | jun | 6.3976 | 3.4521 | 2.9455 | 6.6076
46795 | jun | 6.3384 | 3.3958 | 2.9426 | 6.2543
46797 | jun | 6.4711 | 3.4487 | 3.0224 | 7.1247
46798 | jul | 6.642 | 3.311 | 3.3309 | 8.2558
46802 | jul | 6.615 | 3.3325 | 3.2825 | 8.3932
46803 | jul | 6.603 | 3.3576 | 3.2455 | 8.2802
46804 | jul | 6.6158 | 3.3151 | 3.3007 | 8.3862
46805 | jun | 6.6296 | 3.3844 | 3.2453 | 8.2591
46806 | jul | 6.6081 | 3.354 | 3.2541 | 8.2704
46807 | jul | 6.6186 | 3.3352 | 3.2834 | 8.3557
46808 | jun | 6.6379 | 3.3837 | 3.2542 | 8.2989
46809 | jul | 6.6311 | 3.3167 | 3.3144 | 8.3505
46814 | jul | 6.5871 | 3.328 | 3.2591 | 8.1049
46815 | jun | 6.6031 | 3.3922 | 3.2109 | 8.098
46816 | jul | 6.5825 | 3.3779 | 3.2046 | 8.0413
46818 | jun | 6.5891 | 3.4044 | 3.1847 | 7.9209
46819 | jul | 6.6302 | 3.3353 | 3.2949 | 8.2541
46825 | jun | 6.5715 | 3.3817 | 3.1898 | 7.899
46835 | jun | 6.5475 | 3.3912 | 3.1563 | 7.7359
46845 | jun | 6.5122 | 3.3799 | 3.1323 | 7.5294
46901 | jun | 6.5117 | 3.3131 | 3.1987 | 7.0301
46902 | jun | 6.5015 | 3.3055 | 3.196 | 6.6678
46910 | jun | 6.4495 | 3.6842 | 2.7653 | 5.9994
46911 | jun | 6.5012 | 3.3234 | 3.1777 | 6.8264
46913 | jun | 6.5655 | 3.4837 | 3.0818 | 7.2601
46914 | jun | 6.5007 | 3.2898 | 3.2109 | 7.2169
46917 | jun | 6.5699 | 3.4681 | 3.1018 | 7.5791
46919 | jun | 6.4994 | 3.3298 | 3.1695 | 6.5498
46920 | jun | 6.5622 | 3.5004 | 3.0618 | 7.0811
46923 | jun | 6.5881 | 3.5392 | 3.0489 | 7.7896
46926 | jun | 6.492 | 3.5328 | 2.9592 | 6.6896
46928 | jun | 6.4706 | 3.3372 | 3.1334 | 5.9926
46929 | jun | 6.5669 | 3.4558 | 3.1111 | 7.434
46932 | jun | 6.5332 | 3.3463 | 3.1869 | 7.367
46933 | jun | 6.4804 | 3.4123 | 3.0681 | 5.9554
46936 | jun | 6.4964 | 3.287 | 3.2094 | 6.4978
46938 | jun | 6.4751 | 3.3575 | 3.1176 | 6.0178
46939 | jun | 6.4794 | 3.8011 | 2.6783 | 6.43
46940 | jun | 6.5056 | 3.4869 | 3.0186 | 6.3178
46941 | jun | 6.515 | 3.5858 | 2.9291 | 6.4632
46947 | jun | 6.5443 | 3.5154 | 3.029 | 7.3476
46950 | jun | 6.509 | 3.6645 | 2.8445 | 6.8282
46951 | jun | 6.4752 | 3.6127 | 2.8625 | 6.3792
46952 | jun | 6.4953 | 3.4553 | 3.0401 | 6.1791
46953 | jun | 6.4834 | 3.4126 | 3.0708 | 6.0621
46960 | jul | 6.3849 | 3.767 | 2.6179 | 5.9491
46962 | jun | 6.4977 | 3.6228 | 2.8749 | 6.5319
46970 | jun | 6.507 | 3.3947 | 3.1122 | 7.1038
46974 | jun | 6.4927 | 3.5808 | 2.9119 | 6.593
46975 | jun | 6.4463 | 3.7934 | 2.6529 | 5.8672
46978 | jun | 6.536 | 3.7027 | 2.8333 | 7.1819
46979 | jun | 6.5289 | 3.3973 | 3.1316 | 6.729
46982 | jun | 6.4685 | 3.6471 | 2.8214 | 6.2173
46985 | jun | 6.5141 | 3.8325 | 2.6816 | 6.9614
46986 | jun | 6.4867 | 3.3106 | 3.1762 | 6.3011
46988 | jun | 6.496 | 3.5851 | 2.9109 | 6.7121
46989 | jun | 6.4727 | 3.4804 | 2.9923 | 5.8466
46990 | jun | 6.5125 | 3.6144 | 2.898 | 6.5924
46991 | jun | 6.524 | 3.5653 | 2.9587 | 6.19
46992 | jun | 6.5017 | 3.4843 | 3.0175 | 6.6779
46994 | jun | 6.5346 | 3.3719 | 3.1626 | 7.4195
46996 | jul | 6.3853 | 3.7217 | 2.6637 | 6.6525
47001 | jun | 6.292 | 3.4328 | 2.8592 | 4.9169
47003 | jun | 6.2521 | 3.3184 | 2.9337 | 5.5758
47006 | jun | 6.2792 | 3.3974 | 2.8818 | 3.8663
47010 | jun | 6.2634 | 3.308 | 2.9554 | 5.7227
47011 | jun | 6.2176 | 3.5644 | 2.6531 | 3.6508
47012 | jun | 6.2816 | 3.3152 | 2.9665 | 5.2462
47016 | jun | 6.2857 | 3.2999 | 2.9858 | 5.672
47017 | jun | 6.2184 | 3.557 | 2.6615 | 3.1915
47018 | jun | 6.2452 | 3.5109 | 2.7343 | 3.8002
47020 | jun | 6.2181 | 3.5555 | 2.6626 | 4.1946
47022 | jun | 6.2976 | 3.3647 | 2.933 | 5.1026
47023 | jun | 6.2682 | 3.4964 | 2.7718 | 2.9698
47024 | jun | 6.2677 | 3.3902 | 2.8774 | 4.1355
47025 | jun | 6.3011 | 3.3655 | 2.9356 | 5.5856
47030 | jun | 6.2952 | 3.3404 | 2.9548 | 4.6611
47031 | jun | 6.2807 | 3.4528 | 2.8279 | 3.7373
47032 | jun | 6.2929 | 3.4542 | 2.8387 | 4.2185
47036 | jun | 6.2871 | 3.3904 | 2.8967 | 3.9803
47037 | jun | 6.2769 | 3.4401 | 2.8367 | 3.3112
47038 | jun | 6.2048 | 3.5274 | 2.6774 | 4.442
47040 | jun | 6.2255 | 3.5065 | 2.719 | 4.5125
47041 | jun | 6.2761 | 3.3906 | 2.8855 | 4.2785
47042 | jun | 6.2548 | 3.5177 | 2.7372 | 3.1348
47043 | jun | 6.2404 | 3.5889 | 2.6516 | 3.626
47060 | jun | 6.295 | 3.317 | 2.9779 | 5.6821
47102 | jun | 6.4006 | 3.5566 | 2.844 | 3.4483
47106 | jun | 6.3701 | 3.5462 | 2.8238 | 3.1518
47108 | jun | 6.37 | 3.5825 | 2.7875 | 2.9151
47110 | jun | 6.4283 | 3.6015 | 2.8268 | 3.676
47111 | jun | 6.3567 | 3.522 | 2.8348 | 3.54
47112 | jun | 6.407 | 3.5934 | 2.8136 | 3.5871
47114 | jun | 6.3889 | 3.574 | 2.8149 | 3.498
47115 | jun | 6.3759 | 3.6286 | 2.7473 | 3.0138
47116 | jun | 6.4731 | 3.7174 | 2.7557 | 1.9099
47117 | jun | 6.4021 | 3.5258 | 2.8763 | 4.4057
47118 | jun | 6.4206 | 3.7038 | 2.7168 | 2.1675
47119 | jun | 6.3798 | 3.5136 | 2.8662 | 3.5486
47120 | jun | 6.3567 | 3.6199 | 2.7368 | 2.8249
47122 | jun | 6.379 | 3.5406 | 2.8383 | 3.5552
47123 | jun | 6.4179 | 3.6947 | 2.7232 | 2.244
47124 | jun | 6.3789 | 3.5597 | 2.8192 | 3.2682
47125 | jun | 6.3647 | 3.67 | 2.6947 | 2.5085
47126 | jun | 6.3706 | 3.5472 | 2.8234 | 3.38
47129 | jun | 6.4119 | 3.4067 | 3.0052 | 4.4753
47130 | jun | 6.3979 | 3.4181 | 2.9799 | 4.2907
47135 | jun | 6.4112 | 3.5807 | 2.8304 | 4.1577
47136 | jun | 6.3812 | 3.5174 | 2.8638 | 3.9129
47137 | jun | 6.4308 | 3.6472 | 2.7835 | 2.8793
47138 | jun | 6.3115 | 3.6016 | 2.7099 | 2.9887
47140 | jun | 6.3723 | 3.7004 | 2.672 | 2.3034
47141 | jun | 6.3344 | 3.5653 | 2.7691 | 3.1636
47142 | jun | 6.426 | 3.6017 | 2.8243 | 3.6999
47143 | jun | 6.3966 | 3.5173 | 2.8793 | 3.7727
47145 | jun | 6.3791 | 3.6603 | 2.7188 | 2.7297
47147 | jun | 6.3094 | 3.5915 | 2.7179 | 2.9111
47150 | jun | 6.3907 | 3.4573 | 2.9335 | 4.1185
47160 | jun | 6.4063 | 3.5564 | 2.8499 | 4.0577
47161 | jun | 6.3866 | 3.5881 | 2.7985 | 3.3146
47162 | jun | 6.2838 | 3.5812 | 2.7026 | 2.8003
47163 | jun | 6.3575 | 3.5535 | 2.804 | 3.3834
47164 | jun | 6.3792 | 3.5885 | 2.7908 | 3.0938
47165 | jun | 6.3596 | 3.5688 | 2.7908 | 2.9182
47166 | jun | 6.3862 | 3.6079 | 2.7783 | 3.2236
47167 | jun | 6.3596 | 3.564 | 2.7957 | 2.8827
47170 | jun | 6.3841 | 3.548 | 2.8361 | 3.2977
47172 | jun | 6.409 | 3.4799 | 2.9292 | 4.0479
47174 | jun | 6.4295 | 3.6754 | 2.7541 | 2.4292
47175 | jun | 6.4462 | 3.728 | 2.7182 | 1.9301
47177 | jun | 6.3645 | 3.561 | 2.8035 | 3.288
47201 | jun | 6.3377 | 3.057 | 3.2807 | 3.9753
47203 | jun | 6.3443 | 3.0003 | 3.344 | 4.2419
47220 | jun | 6.3802 | 3.4241 | 2.9561 | 3.4902
47223 | jun | 6.2891 | 3.4547 | 2.8343 | 3.0502
47224 | jun | 6.2218 | 3.585 | 2.6367 | 3.0022
47227 | jun | 6.3418 | 3.5233 | 2.8185 | 3.1168
47229 | jun | 6.3921 | 3.5026 | 2.8894 | 3.4856
47230 | jun | 6.3276 | 3.5777 | 2.7498 | 3.0684
47231 | jun | 6.2814 | 3.5541 | 2.7273 | 2.7474
47232 | jun | 6.3329 | 3.1619 | 3.171 | 3.8001
47234 | jun | 6.3353 | 3.1126 | 3.2227 | 3.814
47235 | jun | 6.3512 | 3.2936 | 3.0576 | 3.5065
47236 | jun | 6.3364 | 3.1678 | 3.1686 | 3.8032
47240 | jun | 6.2913 | 3.3453 | 2.946 | 3.3276
47243 | jun | 6.2703 | 3.6166 | 2.6537 | 2.7326
47244 | jun | 6.3373 | 3.1525 | 3.1848 | 3.8076
47246 | jun | 6.3421 | 3.0712 | 3.271 | 3.9852
47250 | jun | 6.2449 | 3.605 | 2.6399 | 2.8047
47260 | jun | 6.3792 | 3.4624 | 2.9168 | 3.2535
47264 | jun | 6.3598 | 3.3766 | 2.9832 | 3.2914
47265 | jun | 6.3292 | 3.4039 | 2.9253 | 3.2799
47270 | jun | 6.3718 | 3.5049 | 2.8669 | 3.3787
47272 | jun | 6.32 | 3.2544 | 3.0656 | 3.3658
47273 | jun | 6.3321 | 3.2453 | 3.0868 | 3.6544
47274 | jun | 6.3506 | 3.3383 | 3.0123 | 3.5498
47281 | jun | 6.4027 | 3.4713 | 2.9314 | 3.3602
47282 | jun | 6.3317 | 3.435 | 2.8967 | 3.1726
47283 | jun | 6.312 | 3.2965 | 3.0155 | 3.4401
47302 | jun | 6.3501 | 3.5077 | 2.8423 | 4.3267
47303 | jun | 6.3935 | 3.5111 | 2.8824 | 5.0639
47304 | jun | 6.3966 | 3.4425 | 2.9541 | 5.1008
47305 | jun | 6.3706 | 3.4986 | 2.872 | 4.7009
47306 | jun | 6.3789 | 3.4843 | 2.8946 | 4.8058
47320 | jun | 6.3794 | 3.573 | 2.8064 | 5.0435
47325 | jun | 6.2605 | 3.4071 | 2.8534 | 4.4834
47326 | jul | 6.4373 | 3.6545 | 2.7829 | 6.5879
47327 | jun | 6.2407 | 3.5486 | 2.6921 | 3.0779
47330 | jun | 6.2621 | 3.456 | 2.8061 | 4.1
47331 | jun | 6.2391 | 3.4514 | 2.7876 | 3.7658
47334 | jun | 6.3835 | 3.394 | 2.9895 | 4.7957
47336 | jun | 6.4369 | 3.636 | 2.801 | 5.7416
47338 | jun | 6.4197 | 3.5473 | 2.8723 | 5.4022
47339 | jun | 6.2284 | 3.5564 | 2.672 | 3.3904
47340 | jun | 6.3253 | 3.5835 | 2.7418 | 4.5153
47341 | jun | 6.2495 | 3.4457 | 2.8037 | 4.7072
47342 | jun | 6.4345 | 3.4216 | 3.0129 | 5.5441
47345 | jun | 6.227 | 3.517 | 2.71 | 3.5297
47346 | jun | 6.2283 | 3.5727 | 2.6556 | 3.0722
47348 | jun | 6.4683 | 3.5844 | 2.8839 | 5.9016
47352 | jun | 6.2536 | 3.5444 | 2.7092 | 2.9178
47353 | jun | 6.2504 | 3.3523 | 2.8981 | 5.0941
47354 | jun | 6.2743 | 3.576 | 2.6983 | 3.5629
47355 | jun | 6.2469 | 3.4855 | 2.7613 | 4.5638
47356 | jun | 6.3594 | 3.4317 | 2.9277 | 4.1927
47357 | jun | 6.2583 | 3.5056 | 2.7526 | 3.4203
47358 | jun | 6.2547 | 3.5686 | 2.6861 | 3.713
47359 | jun | 6.5021 | 3.6635 | 2.8386 | 6.3335
47360 | jun | 6.2737 | 3.5789 | 2.6947 | 3.3217
47362 | jun | 6.2803 | 3.5443 | 2.736 | 3.1528
47368 | jun | 6.3321 | 3.578 | 2.7541 | 4.4436
47369 | jun | 6.4927 | 3.7101 | 2.7826 | 6.2891
47371 | jun | 6.4415 | 3.6595 | 2.782 | 6.0812
47373 | jun | 6.4081 | 3.6269 | 2.7812 | 5.4628
47374 | jun | 6.2646 | 3.4074 | 2.8572 | 4.827
47380 | jun | 6.3769 | 3.5979 | 2.779 | 5.4123
47381 | jun | 6.4096 | 3.6061 | 2.8035 | 6.0994
47382 | jun | 6.3409 | 3.5503 | 2.7906 | 5.4678
47383 | jun | 6.3288 | 3.5652 | 2.7637 | 4.2066
47384 | jun | 6.3515 | 3.4508 | 2.9007 | 3.4742
47385 | jun | 6.2788 | 3.5161 | 2.7627 | 3.0396
47386 | jun | 6.327 | 3.5135 | 2.8136 | 3.8684
47387 | jun | 6.2468 | 3.5709 | 2.6759 | 2.7972
47390 | jun | 6.3189 | 3.4968 | 2.8221 | 5.6332
47392 | jun | 6.2509 | 3.4487 | 2.8022 | 4.4042
47393 | jun | 6.2369 | 3.5109 | 2.726 | 3.9396
47394 | jun | 6.3038 | 3.5525 | 2.7513 | 4.8121
47396 | jun | 6.3954 | 3.3987 | 2.9967 | 5.0568
47401 | jun | 6.3738 | 3.3523 | 3.0215 | 3.7093
47403 | jun | 6.3957 | 3.4352 | 2.9606 | 3.51
47404 | jun | 6.4256 | 3.3831 | 3.0425 | 4.1319
47405 | jun | 6.3964 | 3.3471 | 3.0492 | 3.9464
47406 | jun | 6.3967 | 3.3439 | 3.0528 | 3.9554
47408 | jun | 6.4053 | 3.3069 | 3.0985 | 4.1013
47421 | jun | 6.3755 | 3.5404 | 2.8351 | 2.955
47424 | jun | 6.5035 | 3.5749 | 2.9286 | 3.2633
47427 | jun | 6.5606 | 3.5495 | 3.0111 | 4.7978
47429 | jun | 6.441 | 3.3914 | 3.0495 | 4.3813
47431 | jun | 6.5077 | 3.5235 | 2.9842 | 4.2787
47432 | jun | 6.4743 | 3.7288 | 2.7455 | 1.9271
47433 | jun | 6.4523 | 3.4469 | 3.0054 | 4.5087
47436 | jun | 6.3633 | 3.4419 | 2.9214 | 3.2208
47438 | jun | 6.6182 | 3.535 | 3.0831 | 5.2155
47441 | jun | 6.6301 | 3.5552 | 3.0748 | 4.4874
47443 | jun | 6.6236 | 3.5933 | 3.0303 | 3.6862
47446 | jun | 6.3882 | 3.625 | 2.7632 | 2.7695
47448 | jun | 6.3575 | 3.1901 | 3.1674 | 3.8067
47449 | jun | 6.584 | 3.6218 | 2.9621 | 3.1149
47451 | jun | 6.3821 | 3.5717 | 2.8104 | 2.7191
47452 | jun | 6.4022 | 3.6517 | 2.7504 | 2.6632
47453 | jun | 6.4553 | 3.6143 | 2.841 | 2.4767
47454 | jun | 6.4166 | 3.6979 | 2.7187 | 2.3431
47456 | jun | 6.4734 | 3.541 | 2.9323 | 4.6144
47459 | jun | 6.4598 | 3.5071 | 2.9527 | 3.6435
47460 | jun | 6.4871 | 3.5071 | 2.98 | 4.4211
47462 | jun | 6.4041 | 3.5637 | 2.8404 | 2.7056
47465 | jun | 6.5956 | 3.5781 | 3.0176 | 3.9268
47468 | jun | 6.4086 | 3.2651 | 3.1435 | 4.1659
47469 | jun | 6.4398 | 3.7113 | 2.7285 | 2.0894
47470 | jun | 6.4123 | 3.6671 | 2.7453 | 2.206
47471 | jun | 6.5836 | 3.5582 | 3.0255 | 4.382
47501 | jun | 6.7055 | 3.6779 | 3.0277 | 2.4974
47512 | jun | 6.7175 | 3.5994 | 3.118 | 3.6568
47513 | jun | 6.5292 | 3.699 | 2.8302 | 2.0418
47514 | jun | 6.4687 | 3.6645 | 2.8042 | 2.2324
47515 | jun | 6.5281 | 3.6566 | 2.8715 | 2.3752
47516 | jun | 6.7197 | 3.5673 | 3.1524 | 4.1378
47519 | jun | 6.607 | 3.7048 | 2.9022 | 1.9207
47520 | jun | 6.5126 | 3.5798 | 2.9328 | 2.7393
47521 | jun | 6.5357 | 3.719 | 2.8167 | 1.8683
47522 | jun | 6.4939 | 3.6679 | 2.8259 | 2.1034
47523 | jun | 6.6792 | 3.5828 | 3.0964 | 3.1154
47524 | jun | 6.7398 | 3.5788 | 3.161 | 4.2179
47525 | jun | 6.4721 | 3.6266 | 2.8456 | 2.6499
47527 | jun | 6.543 | 3.7231 | 2.8199 | 1.79
47528 | jun | 6.7025 | 3.6119 | 3.0906 | 3.4599
47529 | jun | 6.6487 | 3.6573 | 2.9913 | 2.7392
47531 | jun | 6.6201 | 3.5702 | 3.0498 | 3.1445
47532 | jun | 6.6191 | 3.6411 | 2.978 | 2.5815
47537 | jun | 6.7008 | 3.5417 | 3.1591 | 3.4786
47541 | jun | 6.6699 | 3.608 | 3.0618 | 2.8713
47542 | jun | 6.6491 | 3.6442 | 3.0049 | 2.5568
47546 | jun | 6.6371 | 3.6836 | 2.9534 | 2.1981
47550 | jun | 6.6597 | 3.5641 | 3.0955 | 3.2679
47551 | jun | 6.453 | 3.6617 | 2.7913 | 2.3792
47552 | jun | 6.6837 | 3.5689 | 3.1148 | 3.25
47553 | jun | 6.5844 | 3.7121 | 2.8723 | 1.8064
47556 | jun | 6.6373 | 3.6017 | 3.0357 | 2.9485
47557 | jun | 6.7214 | 3.6512 | 3.0702 | 3.0564
47558 | jun | 6.6514 | 3.7014 | 2.95 | 2.0291
47561 | jun | 6.7026 | 3.5158 | 3.1869 | 4.5922
47562 | jun | 6.589 | 3.6698 | 2.9193 | 2.3766
47564 | jun | 6.6828 | 3.6778 | 3.005 | 2.2757
47567 | jun | 6.7287 | 3.6424 | 3.0863 | 3.0608
47568 | jun | 6.7 | 3.6472 | 3.0528 | 2.9697
47574 | jun | 6.4782 | 3.5979 | 2.8803 | 2.6592
47575 | jun | 6.587 | 3.6857 | 2.9013 | 2.173
47576 | jun | 6.4567 | 3.6852 | 2.7715 | 2.0732
47577 | jun | 6.5951 | 3.6262 | 2.969 | 2.6971
47578 | jun | 6.6716 | 3.6048 | 3.0667 | 3.5216
47579 | jun | 6.6775 | 3.5737 | 3.1038 | 3.2192
47580 | jun | 6.5582 | 3.7034 | 2.8549 | 1.9933
47581 | jun | 6.4886 | 3.7199 | 2.7687 | 1.7156
47585 | jun | 6.6954 | 3.5939 | 3.1015 | 3.058
47586 | jun | 6.5233 | 3.6092 | 2.914 | 2.685
47588 | jun | 6.5785 | 3.5766 | 3.0019 | 2.9946
47590 | jun | 6.6854 | 3.6397 | 3.0457 | 2.6027
47591 | jun | 6.7185 | 3.591 | 3.1276 | 4.0536
47597 | jun | 6.7244 | 3.6433 | 3.0811 | 3.1159
47598 | jun | 6.7208 | 3.6247 | 3.0961 | 2.9301
47601 | jun | 6.7701 | 3.4258 | 3.3443 | 4.5181
47610 | jun | 6.8107 | 3.3388 | 3.4718 | 5.4536
47611 | jun | 6.6709 | 3.5399 | 3.1309 | 3.4554
47612 | jun | 6.7956 | 3.4288 | 3.3668 | 5.2569
47613 | jun | 6.7818 | 3.46 | 3.3218 | 4.6217
47615 | jun | 6.652 | 3.5316 | 3.1204 | 3.4593
47616 | jun | 6.7796 | 3.4059 | 3.3737 | 5.6421
47619 | jun | 6.7615 | 3.488 | 3.2735 | 4.151
47620 | jun | 6.8121 | 3.3866 | 3.4255 | 5.5452
47630 | jun | 6.7997 | 3.3319 | 3.4677 | 5.2961
47631 | jun | 6.7819 | 3.3989 | 3.383 | 5.5793
47633 | jun | 6.7899 | 3.4125 | 3.3774 | 5.407
47634 | jun | 6.7533 | 3.4157 | 3.3376 | 4.4884
47635 | jun | 6.7183 | 3.4513 | 3.267 | 4.1177
47637 | jun | 6.7224 | 3.5202 | 3.2022 | 3.6894
47638 | jun | 6.7926 | 3.3781 | 3.4146 | 5.4805
47639 | jun | 6.7921 | 3.4311 | 3.361 | 5.0869
47640 | jun | 6.7352 | 3.6264 | 3.1088 | 3.6193
47647 | jun | 6.783 | 3.4725 | 3.3105 | 4.6307
47648 | jun | 6.7773 | 3.5006 | 3.2768 | 4.6165
47649 | jun | 6.755 | 3.5751 | 3.1799 | 3.9227
47660 | jun | 6.7435 | 3.5689 | 3.1746 | 3.6078
47665 | jun | 6.7817 | 3.4676 | 3.3141 | 5.111
47666 | jun | 6.7521 | 3.5978 | 3.1543 | 4.0201
47670 | jun | 6.7631 | 3.5683 | 3.1948 | 4.1778
47708 | jun | 6.8127 | 3.2964 | 3.5163 | 5.708
47710 | jun | 6.8145 | 3.307 | 3.5075 | 5.7392
47711 | jun | 6.8151 | 3.3064 | 3.5087 | 5.7113
47712 | jun | 6.8115 | 3.3184 | 3.4931 | 5.5429
47713 | jun | 6.8124 | 3.2941 | 3.5183 | 5.6926
47714 | jun | 6.8129 | 3.295 | 3.5179 | 5.6602
47715 | jun | 6.8146 | 3.3012 | 3.5134 | 5.6425
47720 | jun | 6.8073 | 3.34 | 3.4673 | 5.6057
47722 | jun | 6.8134 | 3.298 | 3.5154 | 5.6788
47725 | jun | 6.8092 | 3.3522 | 3.4571 | 5.5126
47802 | jun | 6.7176 | 3.4605 | 3.2571 | 6.6974
47803 | jun | 6.6784 | 3.5043 | 3.1741 | 6.7854
47804 | jun | 6.7308 | 3.4755 | 3.2553 | 6.9258
47805 | jun | 6.7021 | 3.4965 | 3.2056 | 6.7714
47807 | jun | 6.7427 | 3.469 | 3.2737 | 6.9855
47809 | jun | 6.744 | 3.4686 | 3.2754 | 6.9919
47832 | jun | 6.6885 | 3.5821 | 3.1064 | 5.4691
47833 | jun | 6.5559 | 3.5678 | 2.9881 | 5.1051
47834 | jun | 6.6013 | 3.5835 | 3.0178 | 5.7399
47836 | jun | 6.6494 | 3.562 | 3.0873 | 5.573
47837 | jun | 6.5905 | 3.6077 | 2.9827 | 5.3318
47838 | jun | 6.6882 | 3.5005 | 3.1877 | 4.8169
47840 | jun | 6.5897 | 3.5689 | 3.0208 | 5.6222
47841 | jun | 6.6022 | 3.5448 | 3.0574 | 5.4693
47842 | jun | 6.7377 | 3.4904 | 3.2473 | 6.4691
47846 | jun | 6.615 | 3.535 | 3.08 | 6.2103
47847 | jun | 6.7272 | 3.5516 | 3.1756 | 6.3284
47848 | jun | 6.648 | 3.5389 | 3.109 | 4.6867
47849 | jun | 6.7698 | 3.389 | 3.3808 | 6.5647
47850 | jun | 6.695 | 3.4509 | 3.2441 | 6.3119
47854 | jun | 6.7299 | 3.5339 | 3.196 | 6.2181
47858 | jun | 6.6167 | 3.5208 | 3.0959 | 5.8674
47859 | jun | 6.6267 | 3.7167 | 2.91 | 4.8492
47861 | jun | 6.7609 | 3.392 | 3.3688 | 6.0965
47862 | jun | 6.7115 | 3.552 | 3.1595 | 5.8526
47866 | jun | 6.6586 | 3.4882 | 3.1704 | 6.2682
47868 | jun | 6.5224 | 3.578 | 2.9444 | 4.8301
47872 | jun | 6.6427 | 3.6229 | 3.0198 | 4.9985
47874 | jun | 6.6938 | 3.5131 | 3.1807 | 6.2824
47879 | jun | 6.6745 | 3.4716 | 3.203 | 5.9369
47882 | jun | 6.7008 | 3.4594 | 3.2414 | 5.6325
47885 | jun | 6.7523 | 3.4552 | 3.2971 | 6.7457
47901 | jul | 6.4053 | 3.2442 | 3.1612 | 7.9143
47904 | jul | 6.4008 | 3.2769 | 3.1239 | 7.8756
47905 | jun | 6.5786 | 3.6704 | 2.9082 | 7.4264
47906 | jul | 6.3909 | 3.2797 | 3.1112 | 7.6885
47907 | jul | 6.4069 | 3.2049 | 3.202 | 7.9847
47909 | jul | 6.3603 | 3.4584 | 2.9019 | 6.8725
47917 | jun | 6.617 | 3.5164 | 3.1007 | 7.8847
47918 | jun | 6.6213 | 3.7249 | 2.8963 | 6.782
47920 | jul | 6.379 | 3.4097 | 2.9693 | 7.8865
47921 | jun | 6.5991 | 3.5868 | 3.0123 | 7.4901
47922 | jul | 6.3609 | 3.3871 | 2.9738 | 7.6396
47923 | jul | 6.3653 | 3.3416 | 3.0237 | 7.6987
47926 | jun | 6.5698 | 3.6359 | 2.9338 | 7.5449
47928 | jun | 6.7129 | 3.6033 | 3.1096 | 6.3259
47929 | jul | 6.3516 | 3.3602 | 2.9914 | 7.6476
47930 | jun | 6.5217 | 3.7687 | 2.7529 | 5.9386
47932 | jun | 6.6752 | 3.6775 | 2.9977 | 6.5668
47933 | jun | 6.5276 | 3.8927 | 2.6349 | 4.2101
47940 | jun | 6.515 | 3.8271 | 2.6879 | 4.9674
47942 | jun | 6.6064 | 3.5374 | 3.069 | 7.9304
47943 | jul | 6.387 | 3.479 | 2.908 | 7.4511
47944 | jun | 6.5877 | 3.5825 | 3.0052 | 7.5466
47946 | jul | 6.3601 | 3.5384 | 2.8216 | 7.1686
47948 | jul | 6.3485 | 3.344 | 3.0045 | 7.4171
47949 | jun | 6.6007 | 3.8139 | 2.7868 | 5.0275
47950 | jun | 6.573 | 3.655 | 2.918 | 7.5603
47951 | jun | 6.6097 | 3.5631 | 3.0466 | 8.0003
47952 | jun | 6.6743 | 3.6615 | 3.0128 | 5.7193
47954 | jun | 6.476 | 3.8741 | 2.602 | 3.5548
47955 | jun | 6.5449 | 3.859 | 2.6859 | 5.4144
47957 | jul | 6.3805 | 3.6126 | 2.768 | 6.9462
47959 | jul | 6.341 | 3.4365 | 2.9045 | 7.3709
47960 | jun | 6.5769 | 3.6728 | 2.9041 | 7.5901
47963 | jul | 6.3945 | 3.4575 | 2.937 | 7.9511
47967 | jun | 6.5753 | 3.8572 | 2.7181 | 5.5479
47968 | jun | 6.4846 | 3.848 | 2.6366 | 4.0567
47970 | jul | 6.3878 | 3.3451 | 3.0427 | 7.3625
47971 | jul | 6.3788 | 3.3846 | 2.9943 | 7.3304
47974 | jun | 6.6919 | 3.6662 | 3.0256 | 6.5288
47975 | jul | 6.398 | 3.4401 | 2.9578 | 7.3209
47977 | jul | 6.3475 | 3.3029 | 3.0446 | 7.2829
47978 | jul | 6.361 | 3.3972 | 2.9638 | 7.236
47980 | jul | 6.3393 | 3.3984 | 2.9409 | 7.5759
47981 | jul | 6.3382 | 3.5886 | 2.7496 | 6.1103
47987 | jun | 6.6382 | 3.7415 | 2.8967 | 5.922
47989 | jun | 6.5468 | 3.8524 | 2.6945 | 3.8732
47990 | jun | 6.5704 | 3.8745 | 2.6959 | 4.8395
47991 | jun | 6.6568 | 3.6391 | 3.0177 | 7.1606
47992 | jul | 6.3773 | 3.4586 | 2.9187 | 6.7751
47993 | jun | 6.6451 | 3.6319 | 3.0132 | 7.1863
47994 | jun | 6.5872 | 3.8491 | 2.7381 | 5.4663
47995 | jul | 6.3445 | 3.3157 | 3.0288 | 7.3747
48001 | jul | 5.8446 | 2.5619 | 3.2827 | 5.2729
48002 | jul | 5.8275 | 2.6127 | 3.2148 | 6.2166
48003 | jul | 5.846 | 2.624 | 3.222 | 6.5591
48005 | jul | 5.8851 | 2.6264 | 3.2587 | 6.7082
48006 | jul | 5.7131 | 2.6109 | 3.1023 | 4.5895
48009 | jul | 6.1478 | 2.7824 | 3.3654 | 8.3269
48014 | jul | 5.8049 | 2.6015 | 3.2034 | 5.8772
48015 | jul | 6.1538 | 2.8789 | 3.2749 | 7.4221
48017 | jul | 6.157 | 2.8036 | 3.3534 | 8.1481
48021 | jul | 6.1119 | 2.9092 | 3.2027 | 6.7358
48022 | jul | 5.7699 | 2.6023 | 3.1676 | 5.3136
48023 | jul | 5.8522 | 2.5841 | 3.268 | 5.7469
48025 | jul | 6.1508 | 2.7753 | 3.3755 | 8.5338
48026 | jul | 6.0844 | 2.8321 | 3.2523 | 7.2919
48027 | jul | 5.7654 | 2.5864 | 3.179 | 5.0536
48028 | jul | 5.8659 | 2.6302 | 3.2357 | 5.516
48030 | jul | 6.1917 | 2.876 | 3.3157 | 7.8702
48032 | jul | 5.6601 | 2.6328 | 3.0274 | 3.9325
48033 | jul | 6.1691 | 2.7838 | 3.3853 | 8.8285
48034 | jul | 6.1572 | 2.7743 | 3.3829 | 8.6918
48035 | jul | 6.0527 | 2.8134 | 3.2393 | 7.2124
48036 | jul | 6.0328 | 2.7774 | 3.2554 | 7.3397
48038 | jul | 6.0511 | 2.7674 | 3.2837 | 7.5552
48039 | jul | 5.8325 | 2.5106 | 3.3219 | 5.0461
48040 | jul | 5.7346 | 2.547 | 3.1876 | 4.0507
48041 | jul | 5.8014 | 2.6006 | 3.2008 | 5.669
48042 | jul | 5.9917 | 2.6948 | 3.2969 | 7.3349
48043 | jul | 6.0199 | 2.7707 | 3.2491 | 7.2645
48044 | jul | 6.022 | 2.7293 | 3.2928 | 7.4669
48045 | jul | 5.9908 | 2.7722 | 3.2186 | 6.8833
48047 | jul | 5.9078 | 2.6771 | 3.2307 | 6.5454
48048 | jul | 5.8844 | 2.6213 | 3.2631 | 6.6421
48049 | jul | 5.6922 | 2.6121 | 3.0801 | 4.215
48050 | jul | 5.8682 | 2.6106 | 3.2575 | 6.4902
48051 | jul | 5.9352 | 2.6761 | 3.2591 | 6.8664
48054 | jul | 5.8114 | 2.4847 | 3.3267 | 4.7977
48059 | jul | 5.6613 | 2.6346 | 3.0267 | 3.6841
48060 | jul | 5.7002 | 2.5885 | 3.1117 | 3.7889
48062 | jul | 5.8382 | 2.6048 | 3.2334 | 6.1183
48063 | jul | 5.7977 | 2.5703 | 3.2274 | 5.3826
48064 | jul | 5.8296 | 2.5595 | 3.2701 | 5.7157
48065 | jul | 5.9088 | 2.6478 | 3.261 | 6.9727
48066 | jul | 6.089 | 2.8668 | 3.2222 | 6.9808
48067 | jul | 6.1751 | 2.8366 | 3.3385 | 8.1026
48069 | jul | 6.1818 | 2.8469 | 3.3349 | 8.1357
48070 | jul | 6.1749 | 2.8296 | 3.3453 | 8.2531
48071 | jul | 6.1732 | 2.8385 | 3.3347 | 7.9697
48072 | jul | 6.1668 | 2.8132 | 3.3535 | 8.3199
48073 | jul | 6.1618 | 2.8096 | 3.3522 | 8.2072
48074 | jul | 5.729 | 2.574 | 3.1549 | 4.4201
48075 | jul | 6.1723 | 2.8075 | 3.3648 | 8.6238
48076 | jul | 6.1612 | 2.7953 | 3.366 | 8.5096
48079 | jul | 5.7697 | 2.5279 | 3.2418 | 4.5888
48080 | jul | 6.0824 | 2.9136 | 3.1688 | 6.3996
48081 | jul | 6.0685 | 2.8791 | 3.1894 | 6.6483
48082 | jul | 6.0494 | 2.8432 | 3.2062 | 6.8497
48083 | jul | 6.1528 | 2.798 | 3.3548 | 8.0744
48084 | jul | 6.1461 | 2.7838 | 3.3623 | 8.1979
48085 | jul | 6.1269 | 2.7698 | 3.3571 | 8.0264
48088 | jul | 6.1142 | 2.8523 | 3.2619 | 7.322
48089 | jul | 6.1393 | 2.8948 | 3.2445 | 7.1392
48091 | jul | 6.1772 | 2.8836 | 3.2936 | 7.6078
48092 | jul | 6.1588 | 2.8447 | 3.3141 | 7.7488
48093 | jul | 6.1323 | 2.8502 | 3.2822 | 7.4863
48094 | jul | 5.999 | 2.6827 | 3.3163 | 7.4823
48095 | jul | 5.9635 | 2.6657 | 3.2978 | 7.2966
48096 | jul | 5.955 | 2.6448 | 3.3102 | 7.2294
48097 | jul | 5.7423 | 2.6023 | 3.14 | 5.0265
48098 | jul | 6.1248 | 2.7639 | 3.3609 | 8.0981
48101 | jul | 6.1886 | 2.9091 | 3.2795 | 8.3442
48103 | jul | 6.1788 | 2.8199 | 3.3589 | 8.1287
48104 | jul | 6.224 | 2.7925 | 3.4316 | 8.6825
48105 | jul | 6.2076 | 2.7627 | 3.4449 | 8.8112
48108 | jul | 6.2232 | 2.8092 | 3.414 | 8.6082
48109 | jul | 6.2192 | 2.7857 | 3.4335 | 8.652
48111 | jul | 6.2198 | 2.8034 | 3.4164 | 9.8366
48114 | jul | 6.1409 | 2.6719 | 3.469 | 8.4337
48116 | jul | 6.1654 | 2.6989 | 3.4665 | 8.4972
48117 | jul | 6.1925 | 2.902 | 3.2905 | 9.1448
48118 | jul | 6.1245 | 2.8338 | 3.2906 | 7.9212
48120 | jul | 6.1832 | 2.9098 | 3.2735 | 8.0053
48122 | jul | 6.1812 | 2.918 | 3.2632 | 7.9828
48124 | jul | 6.1964 | 2.8705 | 3.3259 | 8.7934
48125 | jul | 6.2012 | 2.8692 | 3.332 | 8.9382
48126 | jul | 6.188 | 2.8919 | 3.2961 | 8.2171
48127 | jul | 6.1965 | 2.8338 | 3.3627 | 9.0535
48128 | jul | 6.1964 | 2.8521 | 3.3443 | 8.9291
48130 | jul | 6.1815 | 2.777 | 3.4045 | 8.2351
48131 | jul | 6.1682 | 2.8982 | 3.27 | 8.4866
48133 | jul | 6.1077 | 2.9753 | 3.1324 | 8.1461
48134 | jul | 6.1739 | 2.9488 | 3.2251 | 8.7227
48135 | jul | 6.2043 | 2.8087 | 3.3956 | 9.4004
48137 | jul | 6.1076 | 2.7324 | 3.3752 | 8.402
48138 | jul | 6.1247 | 3.0078 | 3.1169 | 7.295
48140 | jul | 6.1581 | 2.9285 | 3.2296 | 8.4805
48141 | jul | 6.2061 | 2.8346 | 3.3715 | 9.2849
48144 | jul | 6.085 | 2.9972 | 3.0879 | 7.8412
48145 | jul | 6.1461 | 2.9558 | 3.1903 | 8.4089
48146 | jul | 6.1761 | 2.9332 | 3.2429 | 7.9168
48150 | jul | 6.1988 | 2.7777 | 3.4211 | 9.448
48152 | jul | 6.1847 | 2.7598 | 3.4249 | 9.2565
48154 | jul | 6.1932 | 2.7684 | 3.4248 | 9.3626
48157 | jul | 6.1253 | 2.9692 | 3.1561 | 8.2757
48158 | jul | 6.1102 | 2.9284 | 3.1818 | 7.287
48159 | jul | 6.2048 | 2.8656 | 3.3392 | 9.1475
48160 | jul | 6.2131 | 2.84 | 3.3731 | 8.8862
48161 | jul | 6.1755 | 2.9343 | 3.2412 | 8.6143
48162 | jul | 6.1854 | 2.9279 | 3.2575 | 8.768
48164 | jul | 6.2013 | 2.8725 | 3.3288 | 9.435
48165 | jul | 6.1568 | 2.7071 | 3.4496 | 8.7005
48166 | jul | 6.1585 | 2.9858 | 3.1727 | 8.2619
48167 | jul | 6.1792 | 2.7322 | 3.4471 | 9.0807
48168 | jul | 6.1894 | 2.7376 | 3.4518 | 9.1846
48169 | jul | 6.1642 | 2.719 | 3.4452 | 8.4164
48170 | jul | 6.1984 | 2.7421 | 3.4563 | 9.398
48173 | jul | 6.139 | 3.0087 | 3.1303 | 7.9122
48174 | jul | 6.2087 | 2.8536 | 3.3551 | 9.485
48176 | jul | 6.1767 | 2.8498 | 3.3269 | 8.1681
48178 | jul | 6.1785 | 2.7259 | 3.4527 | 8.7592
48179 | jul | 6.1561 | 2.9882 | 3.1679 | 8.2979
48180 | jul | 6.1981 | 2.895 | 3.3031 | 8.8902
48182 | jul | 6.1088 | 2.9708 | 3.138 | 8.1089
48183 | jul | 6.1572 | 2.9757 | 3.1815 | 8.1266
48184 | jul | 6.2202 | 2.7959 | 3.4243 | 9.8776
48185 | jul | 6.2066 | 2.7822 | 3.4244 | 9.6168
48186 | jul | 6.2133 | 2.8009 | 3.4124 | 9.6737
48187 | jul | 6.2081 | 2.7535 | 3.4547 | 9.6908
48188 | jul | 6.218 | 2.761 | 3.4569 | 9.9077
48189 | jul | 6.1941 | 2.7392 | 3.4549 | 8.5363
48191 | jul | 6.2238 | 2.8083 | 3.4155 | 9.6287
48192 | jul | 6.157 | 2.9622 | 3.1947 | 7.5718
48193 | jul | 6.164 | 2.9588 | 3.2051 | 8.0956
48195 | jul | 6.1729 | 2.9425 | 3.2304 | 8.1333
48197 | jul | 6.2245 | 2.7813 | 3.4431 | 9.4571
48198 | jul | 6.2168 | 2.7453 | 3.4715 | 9.7231
48201 | jul | 6.1686 | 2.9544 | 3.2142 | 6.9399
48202 | jul | 6.1909 | 2.9383 | 3.2527 | 7.3434
48203 | jul | 6.2029 | 2.9014 | 3.3015 | 7.8218
48204 | jul | 6.1912 | 2.9026 | 3.2886 | 7.9125
48205 | jul | 6.1455 | 2.9341 | 3.2114 | 6.8069
48206 | jul | 6.1946 | 2.9211 | 3.2734 | 7.6343
48207 | jul | 6.1415 | 2.9653 | 3.1762 | 6.4375
48208 | jul | 6.1849 | 2.9398 | 3.2451 | 7.348
48209 | jul | 6.1729 | 2.9426 | 3.2303 | 7.3561
48210 | jul | 6.1835 | 2.923 | 3.2606 | 7.6463
48211 | jul | 6.1767 | 2.945 | 3.2317 | 7.0692
48212 | jul | 6.1932 | 2.9308 | 3.2624 | 7.3739
48213 | jul | 6.153 | 2.9541 | 3.1989 | 6.6728
48214 | jul | 6.1332 | 2.9667 | 3.1664 | 6.2948
48215 | jul | 6.114 | 2.9745 | 3.1395 | 5.9627
48216 | jul | 6.173 | 2.9544 | 3.2186 | 7.0701
48217 | jul | 6.175 | 2.9314 | 3.2436 | 7.6912
48218 | jul | 6.1666 | 2.9479 | 3.2188 | 7.357
48219 | jul | 6.1828 | 2.81 | 3.3727 | 8.8547
48220 | jul | 6.1875 | 2.859 | 3.3285 | 8.0787
48221 | jul | 6.1963 | 2.8704 | 3.3259 | 8.1736
48223 | jul | 6.1885 | 2.8264 | 3.3621 | 8.8582
48224 | jul | 6.1243 | 2.9636 | 3.1607 | 6.2485
48225 | jul | 6.1122 | 2.9415 | 3.1707 | 6.3865
48226 | jul | 6.1554 | 2.9623 | 3.1931 | 6.7068
48227 | jul | 6.1922 | 2.862 | 3.3302 | 8.429
48228 | jul | 6.1906 | 2.8616 | 3.329 | 8.5819
48229 | jul | 6.1659 | 2.9489 | 3.217 | 7.4496
48230 | jul | 6.1002 | 2.9795 | 3.1207 | 5.7519
48234 | jul | 6.1784 | 2.921 | 3.2574 | 7.2883
48235 | jul | 6.1895 | 2.843 | 3.3465 | 8.4891
48236 | jul | 6.09 | 2.9521 | 3.1379 | 6.0312
48237 | jul | 6.1787 | 2.8315 | 3.3472 | 8.349
48238 | jul | 6.1982 | 2.8911 | 3.3071 | 8.0313
48239 | jul | 6.1915 | 2.8156 | 3.376 | 9.045
48240 | jul | 6.1834 | 2.7895 | 3.3939 | 9.0371
48242 | jul | 6.2105 | 2.852 | 3.3585 | 9.4814
48301 | jul | 6.1411 | 2.7643 | 3.3769 | 8.4685
48302 | jul | 6.1223 | 2.7484 | 3.3739 | 8.2977
48304 | jul | 6.1277 | 2.7617 | 3.366 | 8.2097
48306 | jul | 6.0242 | 2.7037 | 3.3205 | 7.5385
48307 | jul | 6.0763 | 2.7373 | 3.339 | 7.7961
48309 | jul | 6.0784 | 2.7357 | 3.3427 | 7.8264
48310 | jul | 6.1448 | 2.8002 | 3.3446 | 7.9549
48312 | jul | 6.1126 | 2.8082 | 3.3044 | 7.6926
48313 | jul | 6.086 | 2.7732 | 3.3128 | 7.7413
48314 | jul | 6.1064 | 2.7679 | 3.3385 | 7.8738
48315 | jul | 6.0349 | 2.7194 | 3.3155 | 7.5862
48316 | jul | 6.0405 | 2.7166 | 3.3239 | 7.6359
48317 | jul | 6.076 | 2.744 | 3.332 | 7.7643
48320 | jul | 6.1036 | 2.7288 | 3.3748 | 8.2012
48322 | jul | 6.1321 | 2.7353 | 3.3968 | 8.6456
48323 | jul | 6.1204 | 2.7319 | 3.3886 | 8.4838
48324 | jul | 6.1068 | 2.7208 | 3.386 | 8.3579
48326 | jul | 6.0686 | 2.7234 | 3.3452 | 7.7771
48327 | jul | 6.0887 | 2.7016 | 3.3871 | 8.1308
48328 | jul | 6.0875 | 2.7137 | 3.3738 | 8.0518
48329 | jul | 6.0707 | 2.693 | 3.3777 | 7.8637
48331 | jul | 6.1475 | 2.7342 | 3.4133 | 8.8954
48334 | jul | 6.15 | 2.7522 | 3.3978 | 8.774
48335 | jul | 6.1677 | 2.7423 | 3.4254 | 9.1279
48336 | jul | 6.1687 | 2.7626 | 3.4061 | 8.9911
48340 | jul | 6.0722 | 2.7186 | 3.3536 | 7.8364
48341 | jul | 6.0989 | 2.7336 | 3.3653 | 8.077
48342 | jul | 6.0889 | 2.7323 | 3.3566 | 7.9632
48346 | jul | 6.0599 | 2.6753 | 3.3846 | 7.7368
48348 | jul | 6.0405 | 2.6632 | 3.3774 | 7.5515
48350 | jul | 6.0507 | 2.6436 | 3.407 | 7.8324
48353 | jul | 6.1085 | 2.6414 | 3.4671 | 8.3346
48356 | jul | 6.0908 | 2.6616 | 3.4292 | 8.224
48357 | jul | 6.0969 | 2.6514 | 3.4455 | 8.2679
48359 | jul | 6.039 | 2.7019 | 3.3372 | 7.5477
48360 | jul | 6.0216 | 2.6922 | 3.3294 | 7.4112
48362 | jul | 6.006 | 2.68 | 3.326 | 7.3071
48363 | jul | 5.9891 | 2.6834 | 3.3057 | 7.3281
48367 | jul | 5.9365 | 2.658 | 3.2785 | 7.061
48370 | jul | 5.9578 | 2.6606 | 3.2972 | 7.0747
48371 | jul | 5.985 | 2.6527 | 3.3323 | 7.1776
48374 | jul | 6.1654 | 2.7239 | 3.4414 | 8.9528
48375 | jul | 6.1668 | 2.7318 | 3.435 | 9.0754
48377 | jul | 6.1486 | 2.7227 | 3.4259 | 8.8559
48380 | jul | 6.1303 | 2.6769 | 3.4534 | 8.4545
48381 | jul | 6.1336 | 2.691 | 3.4426 | 8.5557
48382 | jul | 6.1153 | 2.6987 | 3.4165 | 8.4546
48383 | jul | 6.0881 | 2.6726 | 3.4155 | 8.1767
48386 | jul | 6.0854 | 2.6845 | 3.4009 | 8.1138
48390 | jul | 6.1287 | 2.7135 | 3.4151 | 8.6335
48393 | jul | 6.1472 | 2.7097 | 3.4375 | 8.7361
48401 | jul | 5.6261 | 2.6217 | 3.0043 | 3.3157
48412 | jul | 5.8599 | 2.5861 | 3.2738 | 6.4725
48413 | jul | 5.6037 | 2.5591 | 3.0445 | 3.3368
48414 | jul | 6.0551 | 2.4788 | 3.5763 | 8.4917
48415 | jul | 5.9909 | 2.3942 | 3.5968 | 7.691
48416 | jul | 5.7408 | 2.5841 | 3.1567 | 5.2245
48417 | jul | 6.0132 | 2.3664 | 3.6468 | 7.9249
48418 | jul | 6.0798 | 2.521 | 3.5588 | 8.5619
48419 | jul | 5.6098 | 2.6151 | 2.9947 | 3.0077
48420 | jul | 5.9844 | 2.4393 | 3.5452 | 7.7539
48421 | jul | 5.8934 | 2.5287 | 3.3647 | 6.8817
48422 | jul | 5.6387 | 2.6289 | 3.0098 | 3.6212
48423 | jul | 5.9766 | 2.5229 | 3.4536 | 7.6129
48426 | jul | 5.6659 | 2.5601 | 3.1058 | 4.4583
48427 | jul | 5.5866 | 2.5992 | 2.9874 | 2.7366
48428 | jul | 5.8862 | 2.6257 | 3.2604 | 6.7376
48429 | jul | 6.0425 | 2.4714 | 3.5711 | 8.5212
48430 | jul | 6.0753 | 2.5837 | 3.4916 | 8.3143
48432 | jul | 5.578 | 2.5523 | 3.0258 | 3.0796
48433 | jul | 6.0084 | 2.4429 | 3.5655 | 8.2382
48435 | jul | 5.8201 | 2.5218 | 3.2983 | 6.3238
48436 | jul | 6.0502 | 2.5031 | 3.5471 | 8.5622
48438 | jul | 6.0049 | 2.5809 | 3.4241 | 7.6118
48439 | jul | 6.0222 | 2.5333 | 3.4889 | 8.1522
48441 | jul | 5.5159 | 2.5545 | 2.9614 | 2.027
48442 | jul | 6.0453 | 2.6016 | 3.4437 | 8.0043
48444 | jul | 5.8063 | 2.5947 | 3.2117 | 6.092
48445 | jul | 5.5737 | 2.5468 | 3.0268 | 3.1734
48446 | jul | 5.9336 | 2.5629 | 3.3707 | 7.0349
48449 | jul | 6.019 | 2.4575 | 3.5614 | 8.4252
48450 | jul | 5.6195 | 2.6465 | 2.9731 | 3.1734
48451 | jul | 6.0744 | 2.5446 | 3.5298 | 8.4825
48453 | jul | 5.7066 | 2.5713 | 3.1353 | 4.92
48454 | jul | 5.7084 | 2.6033 | 3.105 | 4.6471
48455 | jul | 5.9504 | 2.6133 | 3.3371 | 7.0128
48456 | jul | 5.5537 | 2.5817 | 2.972 | 2.4284
48457 | jul | 6.0077 | 2.4005 | 3.6073 | 8.0276
48458 | jul | 5.9872 | 2.4617 | 3.5255 | 7.8312
48460 | jul | 6.0071 | 2.4191 | 3.588 | 8.18
48461 | jul | 5.806 | 2.5555 | 3.2505 | 6.0532
48462 | jul | 6.0174 | 2.6232 | 3.3943 | 7.4986
48463 | jul | 5.9281 | 2.4936 | 3.4345 | 7.2498
48464 | jul | 5.8551 | 2.5164 | 3.3387 | 6.6355
48465 | jul | 5.5592 | 2.5895 | 2.9697 | 2.3855
48466 | jul | 5.6824 | 2.6016 | 3.0808 | 4.3538
48467 | jul | 5.5572 | 2.5409 | 3.0163 | 3.0945
48468 | jul | 5.5241 | 2.5336 | 2.9905 | 2.2102
48469 | jul | 5.5975 | 2.6233 | 2.9742 | 2.5303
48470 | jul | 5.5384 | 2.5742 | 2.9642 | 2.2788
48471 | jul | 5.6459 | 2.5924 | 3.0535 | 3.8582
48472 | jul | 5.6482 | 2.5751 | 3.0732 | 3.9243
48473 | jul | 6.0289 | 2.4847 | 3.5442 | 8.4862
48475 | jul | 5.6085 | 2.5733 | 3.0352 | 3.2747
48502 | jul | 6.0111 | 2.4869 | 3.5242 | 8.1295
48503 | jul | 6.012 | 2.4885 | 3.5235 | 8.1433
48504 | jul | 6.013 | 2.4631 | 3.5499 | 8.1584
48505 | jul | 6.003 | 2.4709 | 3.5321 | 8.0189
48506 | jul | 5.9889 | 2.4857 | 3.5032 | 7.8594
48507 | jul | 6.0231 | 2.4955 | 3.5276 | 8.3172
48509 | jul | 5.9954 | 2.5019 | 3.4935 | 7.9078
48519 | jul | 6.0042 | 2.514 | 3.4902 | 7.9866
48529 | jul | 6.0154 | 2.5057 | 3.5096 | 8.166
48532 | jul | 6.0192 | 2.4695 | 3.5497 | 8.313
48601 | jul | 5.9936 | 2.3353 | 3.6583 | 7.5008
48602 | jul | 6.0096 | 2.3025 | 3.7071 | 7.5223
48603 | jul | 6.0112 | 2.2683 | 3.7429 | 7.498
48604 | jul | 5.9925 | 2.2836 | 3.7089 | 7.3918
48607 | jul | 6.0012 | 2.3121 | 3.6891 | 7.4609
48609 | jul | 6.0274 | 2.2756 | 3.7518 | 7.73
48610 | jul | 5.7101 | 2.3533 | 3.3568 | 6.1678
48611 | jul | 5.9741 | 2.1863 | 3.7878 | 7.5201
48612 | jul | 5.8596 | 2.2668 | 3.5928 | 7.1771
48613 | jul | 5.8324 | 2.259 | 3.5734 | 6.9911
48614 | jul | 6.0441 | 2.3145 | 3.7297 | 8.1548
48615 | jul | 5.9963 | 2.2665 | 3.7298 | 7.5514
48616 | jul | 6.0215 | 2.3788 | 3.6427 | 8.1738
48617 | jul | 5.8245 | 2.4033 | 3.4213 | 6.0907
48618 | jul | 5.9047 | 2.3094 | 3.5953 | 7.0869
48619 | jul | 5.4706 | 2.5739 | 2.8968 | 4.1241
48621 | jul | 5.4781 | 2.5861 | 2.892 | 4.0041
48622 | jul | 5.8124 | 2.4577 | 3.3547 | 5.2723
48623 | jul | 6.0214 | 2.194 | 3.8274 | 7.8152
48624 | jul | 5.7391 | 2.3314 | 3.4077 | 6.3097
48625 | jul | 5.7127 | 2.4243 | 3.2884 | 5.0596
48626 | jul | 6.0401 | 2.2221 | 3.818 | 8.0956
48628 | jul | 5.9 | 2.1835 | 3.7165 | 7.7406
48629 | jul | 5.6039 | 2.4062 | 3.1977 | 5.0948
48631 | jul | 5.939 | 2.2347 | 3.7043 | 7.2636
48632 | jul | 5.7781 | 2.4591 | 3.319 | 4.6076
48634 | jul | 5.9026 | 2.2051 | 3.6975 | 7.3928
48635 | jul | 5.6061 | 2.5163 | 3.0898 | 4.7509
48636 | jul | 5.4714 | 2.4935 | 2.9779 | 4.2983
48637 | jul | 6.0207 | 2.2308 | 3.7899 | 7.9983
48638 | jul | 6.017 | 2.2873 | 3.7297 | 7.5544
48640 | jul | 5.9938 | 2.1585 | 3.8353 | 8.1011
48642 | jul | 5.9421 | 2.1436 | 3.7986 | 7.9552
48647 | jul | 5.4734 | 2.5613 | 2.9121 | 3.9695
48649 | jul | 6.0316 | 2.3872 | 3.6443 | 8.2065
48650 | jul | 5.8679 | 2.2601 | 3.6078 | 7.0158
48651 | jul | 5.625 | 2.3954 | 3.2296 | 5.3145
48652 | jul | 5.8359 | 2.2337 | 3.6022 | 7.2189
48653 | jul | 5.5094 | 2.4274 | 3.082 | 4.7384
48654 | jul | 5.5443 | 2.5145 | 3.0297 | 4.4487
48655 | jul | 6.0304 | 2.3169 | 3.7136 | 8.0653
48656 | jul | 5.5812 | 2.4229 | 3.1583 | 5.0162
48657 | jul | 5.9286 | 2.2104 | 3.7183 | 7.7234
48658 | jul | 5.7866 | 2.3488 | 3.4378 | 6.364
48659 | jul | 5.7474 | 2.3479 | 3.3995 | 6.2881
48661 | jul | 5.6054 | 2.4394 | 3.166 | 5.0695
48662 | jul | 6.0036 | 2.251 | 3.7526 | 7.7992
48701 | jul | 5.8496 | 2.4303 | 3.4192 | 6.3576
48703 | jul | 5.6958 | 2.4885 | 3.2072 | 5.3109
48705 | jul | 5.5391 | 2.6577 | 2.8814 | 4.1641
48706 | jul | 5.9665 | 2.2645 | 3.702 | 7.2413
48708 | jul | 5.9546 | 2.3196 | 3.635 | 7.1447
48710 | jul | 5.9821 | 2.2568 | 3.7253 | 7.31
48720 | jul | 5.6911 | 2.5121 | 3.1789 | 4.8628
48721 | jul | 5.5263 | 2.6282 | 2.898 | 4.0289
48722 | jul | 5.9919 | 2.3641 | 3.6277 | 7.5669
48723 | jul | 5.7894 | 2.4892 | 3.3002 | 5.8576
48725 | jul | 5.6224 | 2.544 | 3.0784 | 4.1448
48726 | jul | 5.6831 | 2.5383 | 3.1448 | 4.6068
48727 | jul | 5.7567 | 2.5499 | 3.2068 | 5.5505
48728 | jul | 5.5243 | 2.6317 | 2.8925 | 4.2606
48729 | jul | 5.7099 | 2.5393 | 3.1705 | 4.9609
48730 | jul | 5.5935 | 2.6569 | 2.9366 | 4.0059
48731 | jul | 5.6365 | 2.5413 | 3.0952 | 4.1342
48732 | jul | 5.928 | 2.3416 | 3.5865 | 6.9703
48733 | jul | 5.8849 | 2.4165 | 3.4684 | 6.6408
48734 | jul | 5.9669 | 2.3899 | 3.5771 | 7.3709
48735 | jul | 5.7132 | 2.5117 | 3.2015 | 5.0447
48737 | jul | 5.5572 | 2.647 | 2.9102 | 4.0504
48738 | jul | 5.5597 | 2.6317 | 2.928 | 4.0186
48739 | jul | 5.6072 | 2.5734 | 3.0337 | 4.5254
48740 | jul | 5.5442 | 2.6379 | 2.9064 | 3.9919
48741 | jul | 5.7289 | 2.5452 | 3.1836 | 5.2001
48742 | jul | 5.5328 | 2.6597 | 2.8731 | 4.0083
48743 | jul | 5.5892 | 2.5762 | 3.013 | 4.3851
48744 | jul | 5.7993 | 2.511 | 3.2883 | 6.0621
48745 | jul | 5.5575 | 2.6599 | 2.8976 | 4.0597
48746 | jul | 5.9034 | 2.4707 | 3.4327 | 7.0109
48747 | jul | 5.9475 | 2.3584 | 3.5891 | 7.0906
48748 | jul | 5.6161 | 2.6043 | 3.0118 | 4.411
48749 | jul | 5.7343 | 2.4037 | 3.3306 | 5.9374
48750 | jul | 5.5725 | 2.6589 | 2.9136 | 3.9831
48754 | jul | 5.677 | 2.5248 | 3.1521 | 4.6515
48755 | jul | 5.6637 | 2.5245 | 3.1392 | 4.6288
48756 | jul | 5.6705 | 2.4524 | 3.2181 | 5.4569
48757 | jul | 5.9313 | 2.3924 | 3.5389 | 7
48759 | jul | 5.7444 | 2.487 | 3.2575 | 5.3448
48760 | jul | 5.7781 | 2.5357 | 3.2425 | 5.7676
48761 | jul | 5.5542 | 2.5985 | 2.9558 | 4.1856
48762 | jul | 5.5286 | 2.6534 | 2.8752 | 4.2021
48763 | jul | 5.6306 | 2.6073 | 3.0233 | 4.4166
48765 | jul | 5.6712 | 2.5152 | 3.156 | 5.1207
48766 | jul | 5.7031 | 2.4448 | 3.2583 | 5.6258
48767 | jul | 5.7886 | 2.4646 | 3.324 | 5.7964
48768 | jul | 5.9038 | 2.4408 | 3.463 | 6.8903
48770 | jul | 5.6506 | 2.522 | 3.1286 | 5.0423
48801 | jul | 6.001 | 2.3572 | 3.6437 | 6.6074
48806 | jul | 6.035 | 2.3284 | 3.7066 | 7.8283
48807 | jul | 6.0305 | 2.3447 | 3.6858 | 8.1228
48808 | jul | 6.0444 | 2.4789 | 3.5655 | 8.299
48809 | jul | 6.0375 | 2.7177 | 3.3198 | 4.6332
48811 | jul | 6.021 | 2.4599 | 3.5611 | 6.3141
48813 | jul | 6.1079 | 2.9196 | 3.1883 | 7.1997
48815 | jul | 6.1389 | 2.8947 | 3.2442 | 4.9962
48817 | jul | 6.0178 | 2.4495 | 3.5682 | 8.3377
48818 | jul | 5.9888 | 2.4591 | 3.5297 | 5.8381
48819 | jul | 6.0839 | 2.6961 | 3.3878 | 8.5876
48820 | jul | 6.0537 | 2.4879 | 3.5658 | 7.8814
48821 | jul | 6.0877 | 2.7234 | 3.3643 | 7.9855
48822 | jul | 6.0778 | 2.597 | 3.4807 | 7.4375
48823 | jul | 6.0561 | 2.5226 | 3.5334 | 8.3534
48824 | jul | 6.0664 | 2.566 | 3.5004 | 8.3191
48825 | jul | 6.0648 | 2.558 | 3.5068 | 8.2915
48827 | jul | 6.108 | 2.8883 | 3.2197 | 8.0091
48829 | jul | 5.934 | 2.4898 | 3.4442 | 4.97
48831 | jul | 6.0233 | 2.3727 | 3.6506 | 8.1613
48832 | jul | 5.9885 | 2.4051 | 3.5834 | 6.1158
48834 | jul | 6.0084 | 2.5837 | 3.4247 | 5.4718
48835 | jul | 6.0515 | 2.4669 | 3.5846 | 7.1982
48836 | jul | 6.0798 | 2.5883 | 3.4915 | 8.5388
48837 | jul | 6.0791 | 2.6839 | 3.3952 | 7.4434
48838 | jul | 5.9805 | 2.6302 | 3.3504 | 4.4588
48840 | jul | 6.0457 | 2.5123 | 3.5334 | 8.4367
48841 | jul | 6.0327 | 2.4059 | 3.6268 | 8.2106
48842 | jul | 6.085 | 2.6742 | 3.4107 | 8.2839
48843 | jul | 6.1351 | 2.6583 | 3.4768 | 8.469
48845 | jul | 6.0383 | 2.4909 | 3.5474 | 6.5432
48846 | jul | 6.0821 | 2.6765 | 3.4056 | 5.8477
48847 | jul | 6.0173 | 2.3218 | 3.6955 | 7.2609
48848 | jul | 6.0175 | 2.4343 | 3.5832 | 8.2992
48849 | jul | 6.1565 | 2.8736 | 3.2829 | 5.6618
48850 | jul | 5.8886 | 2.4853 | 3.4033 | 4.0866
48851 | jul | 6.0731 | 2.6218 | 3.4513 | 6.5601
48854 | jul | 6.093 | 2.7083 | 3.3848 | 8.4942
48855 | jul | 6.1159 | 2.589 | 3.5269 | 8.523
48856 | jul | 6.0319 | 2.3883 | 3.6437 | 6.794
48857 | jul | 6.0386 | 2.4737 | 3.565 | 8.4112
48858 | jul | 5.9203 | 2.4505 | 3.4699 | 5.91
48860 | jul | 6.0528 | 2.5481 | 3.5048 | 6.4857
48861 | jul | 6.0877 | 2.8069 | 3.2809 | 6.819
48864 | jul | 6.0653 | 2.573 | 3.4922 | 8.4818
48865 | jul | 6.0162 | 2.6454 | 3.3708 | 5.2113
48866 | jul | 6.0141 | 2.3968 | 3.6173 | 8.2434
48867 | jul | 6.0137 | 2.4288 | 3.5849 | 8.263
48871 | jul | 6.0337 | 2.3769 | 3.6568 | 7.2009
48872 | jul | 6.0281 | 2.4916 | 3.5366 | 8.3618
48873 | jul | 6.0595 | 2.5393 | 3.5202 | 6.8913
48875 | jul | 6.0908 | 2.6877 | 3.4031 | 6.7157
48876 | jul | 6.091 | 2.7779 | 3.3131 | 7.6763
48877 | jul | 5.9714 | 2.4359 | 3.5355 | 5.8154
48878 | jul | 5.8785 | 2.4517 | 3.4268 | 5.9773
48879 | jul | 6.0465 | 2.4129 | 3.6336 | 7.8058
48880 | jul | 5.988 | 2.3063 | 3.6817 | 7.0966
48881 | jul | 6.1165 | 2.7934 | 3.3231 | 5.1902
48883 | jul | 5.966 | 2.3771 | 3.589 | 6.5903
48884 | jul | 5.9886 | 2.5468 | 3.4418 | 5.3018
48885 | jul | 5.9648 | 2.5639 | 3.4009 | 4.7601
48886 | jul | 5.9103 | 2.4988 | 3.4115 | 4.4086
48888 | jul | 5.9532 | 2.5253 | 3.4278 | 4.8682
48889 | jul | 6.0115 | 2.4036 | 3.6079 | 6.2813
48890 | jul | 6.109 | 2.8032 | 3.3059 | 6.554
48891 | jul | 5.9482 | 2.4646 | 3.4837 | 5.4418
48892 | jul | 6.0651 | 2.613 | 3.4521 | 8.5167
48893 | jul | 5.859 | 2.4743 | 3.3847 | 4.9756
48894 | jul | 6.0744 | 2.5408 | 3.5336 | 7.2856
48895 | jul | 6.0478 | 2.5723 | 3.4755 | 8.4454
48897 | jul | 6.177 | 2.9595 | 3.2175 | 5.7384
48906 | jul | 6.0602 | 2.5355 | 3.5247 | 7.9512
48910 | jul | 6.0713 | 2.5961 | 3.4752 | 8.212
48911 | jul | 6.0778 | 2.6396 | 3.4382 | 8.1254
48912 | jul | 6.0632 | 2.5523 | 3.5109 | 8.155
48915 | jul | 6.0646 | 2.5625 | 3.5021 | 8.016
48917 | jul | 6.073 | 2.6185 | 3.4544 | 7.8449
48933 | jul | 6.065 | 2.5642 | 3.5009 | 8.0746
49001 | jul | 6.3627 | 3.4158 | 2.9469 | 5.8286
49002 | jun | 6.3175 | 3.3654 | 2.9521 | 6.0682
49004 | jul | 6.3003 | 3.3604 | 2.9399 | 5.1783
49006 | jul | 6.3304 | 3.3771 | 2.9532 | 5.4359
49007 | jul | 6.3379 | 3.3887 | 2.9492 | 5.5026
49008 | jul | 6.3582 | 3.4027 | 2.9556 | 5.7324
49009 | jul | 6.2938 | 3.3378 | 2.956 | 5.0866
49010 | jul | 6.1363 | 3.0466 | 3.0897 | 3.9799
49011 | jun | 6.2261 | 3.3344 | 2.8917 | 6.5521
49012 | jul | 6.2803 | 3.3521 | 2.9283 | 5.6548
49013 | jul | 6.2541 | 3.0335 | 3.2205 | 7.1566
49014 | jul | 6.2501 | 3.3293 | 2.9209 | 6.4515
49015 | jul | 6.2853 | 3.3999 | 2.8854 | 6.2041
49017 | jul | 6.2592 | 3.2881 | 2.9711 | 5.9372
49021 | jul | 6.2013 | 3.1733 | 3.0281 | 6.3237
49022 | jul | 6.3125 | 3.1964 | 3.1161 | 6.7643
49024 | jun | 6.3208 | 3.368 | 2.9528 | 5.9405
49026 | jul | 6.2243 | 3.0878 | 3.1365 | 5.648
49028 | jun | 6.2977 | 3.336 | 2.9618 | 6.2445
49029 | jun | 6.1788 | 3.3391 | 2.8397 | 6.5805
49030 | jun | 6.3419 | 3.35 | 2.9919 | 6.4718
49031 | jul | 6.3258 | 3.4162 | 2.9096 | 5.7841
49032 | jun | 6.3762 | 3.3704 | 3.0058 | 6.5774
49033 | jul | 6.263 | 3.411 | 2.852 | 6.5763
49034 | jul | 6.3111 | 3.433 | 2.8781 | 6.1332
49036 | jun | 6.2193 | 3.3583 | 2.8609 | 5.9332
49037 | jul | 6.2777 | 3.3513 | 2.9264 | 6.0057
49038 | jul | 6.2871 | 3.0769 | 3.2102 | 7.5316
49040 | jun | 6.3305 | 3.3407 | 2.9899 | 6.5571
49042 | jun | 6.383 | 3.4177 | 2.9652 | 6.4993
49043 | jul | 6.2624 | 2.9792 | 3.2832 | 8.0359
49045 | jul | 6.3137 | 3.275 | 3.0387 | 6.2691
49046 | jul | 6.209 | 3.2386 | 2.9704 | 4.7324
49047 | jul | 6.3203 | 3.3185 | 3.0019 | 5.9683
49048 | jul | 6.3354 | 3.4118 | 2.9236 | 5.7842
49050 | jul | 6.2325 | 3.2144 | 3.0181 | 5.5094
49051 | jun | 6.2115 | 3.3452 | 2.8663 | 6.3875
49052 | jun | 6.2748 | 3.3434 | 2.9314 | 6.4699
49053 | jul | 6.3111 | 3.4049 | 2.9061 | 5.8032
49055 | jul | 6.2296 | 3.1917 | 3.0379 | 4.8758
49056 | jul | 6.2258 | 2.9876 | 3.2382 | 6.6495
49057 | jul | 6.2862 | 3.1204 | 3.1658 | 7.0905
49058 | jul | 6.1795 | 3.1052 | 3.0743 | 4.9445
49060 | jul | 6.254 | 3.3117 | 2.9423 | 5.1575
49061 | jun | 6.3597 | 3.4452 | 2.9145 | 6.0868
49064 | jul | 6.2798 | 3.1447 | 3.135 | 6.7217
49065 | jul | 6.3226 | 3.3468 | 2.9759 | 5.9158
49066 | jun | 6.3212 | 3.3442 | 2.977 | 6.5445
49067 | jun | 6.3541 | 3.399 | 2.9551 | 5.9945
49068 | jul | 6.2153 | 3.314 | 2.9013 | 6.7508
49070 | jul | 6.1492 | 3.2008 | 2.9484 | 3.4644
49071 | jul | 6.3106 | 3.3315 | 2.9791 | 5.5231
49072 | jun | 6.3654 | 3.36 | 3.0054 | 6.5026
49073 | jul | 6.1896 | 3.0806 | 3.109 | 5.8946
49076 | jul | 6.1365 | 3.1106 | 3.0259 | 6.9834
49078 | jul | 6.1701 | 3.214 | 2.9561 | 3.5649
49079 | jul | 6.2906 | 3.23 | 3.0606 | 5.9424
49080 | jul | 6.2207 | 3.2772 | 2.9435 | 4.356
49082 | jun | 6.124 | 3.4608 | 2.6632 | 5.1406
49083 | jul | 6.2775 | 3.351 | 2.9265 | 5.229
49085 | jul | 6.3267 | 3.2872 | 3.0396 | 6.149
49087 | jun | 6.359 | 3.3782 | 2.9807 | 5.9659
49088 | jun | 6.2903 | 3.3574 | 2.9329 | 6.1737
49089 | jun | 6.2776 | 3.3282 | 2.9494 | 6.5829
49090 | jul | 6.2278 | 2.8657 | 3.3621 | 8.1727
49091 | jun | 6.3665 | 3.3748 | 2.9917 | 6.5729
49092 | jun | 6.1523 | 3.3732 | 2.7791 | 6.3685
49093 | jun | 6.381 | 3.393 | 2.988 | 6.343
49094 | jun | 6.2096 | 3.3285 | 2.8811 | 6.5519
49095 | jun | 6.3452 | 3.4491 | 2.8961 | 5.8937
49096 | jul | 6.1492 | 2.962 | 3.1871 | 6.3724
49097 | jun | 6.3466 | 3.3606 | 2.986 | 6.3287
49098 | jul | 6.2933 | 3.123 | 3.1703 | 7.1769
49099 | jun | 6.3862 | 3.4347 | 2.9515 | 6.578
49101 | jul | 6.345 | 3.4129 | 2.9321 | 5.2143
49102 | jul | 6.3159 | 3.3463 | 2.9696 | 5.5315
49103 | jul | 6.3334 | 3.3768 | 2.9566 | 5.3421
49104 | jul | 6.3284 | 3.3548 | 2.9736 | 5.5003
49106 | jul | 6.3516 | 3.4471 | 2.9044 | 5.0972
49107 | jul | 6.3536 | 3.4765 | 2.877 | 4.5714
49111 | jul | 6.3186 | 3.2846 | 3.034 | 6.053
49112 | jul | 6.3418 | 3.4546 | 2.8872 | 5.6482
49113 | jul | 6.3645 | 3.5588 | 2.8057 | 4.1138
49116 | jul | 6.3618 | 3.5713 | 2.7905 | 4.4844
49117 | jul | 6.3688 | 3.671 | 2.6978 | 4.0732
49120 | jul | 6.337 | 3.4363 | 2.9007 | 4.9855
49125 | jul | 6.3595 | 3.5105 | 2.849 | 4.6854
49126 | jul | 6.3256 | 3.2876 | 3.038 | 6.0757
49127 | jul | 6.3353 | 3.3538 | 2.9815 | 5.7104
49128 | jul | 6.365 | 3.5947 | 2.7703 | 4.1524
49129 | jul | 6.3642 | 3.6154 | 2.7487 | 4.2536
49130 | jun | 6.3728 | 3.4888 | 2.884 | 6.2157
49201 | jul | 6.1152 | 3.0337 | 3.0814 | 7.979
49202 | jul | 6.1252 | 3.0259 | 3.0993 | 8.5168
49203 | jul | 6.1139 | 3.0756 | 3.0383 | 8.0619
49220 | jul | 6.0602 | 3.2658 | 2.7944 | 5.5774
49221 | jul | 6.1015 | 3.0744 | 3.0271 | 6.4416
49224 | jul | 6.1478 | 3.2272 | 2.9206 | 7.0703
49227 | jun | 6.0643 | 3.5866 | 2.4778 | 4.0516
49228 | jul | 6.0938 | 3.0412 | 3.0526 | 7.1332
49229 | jul | 6.1398 | 2.9173 | 3.2225 | 7.7857
49230 | jul | 6.0873 | 3.0836 | 3.0037 | 6.6751
49232 | jun | 6.093 | 3.5674 | 2.5257 | 3.6806
49233 | jul | 6.0647 | 3.2348 | 2.8299 | 5.9626
49234 | jul | 6.0789 | 3.1819 | 2.897 | 6.6219
49235 | jul | 6.0905 | 3.2213 | 2.8691 | 5.8534
49236 | jul | 6.1073 | 2.9281 | 3.1792 | 7.347
49237 | jul | 6.128 | 3.328 | 2.8001 | 6.3756
49238 | jul | 6.1184 | 2.9512 | 3.1673 | 7.7204
49240 | jul | 6.1083 | 2.9055 | 3.2028 | 7.8854
49241 | jul | 6.1008 | 3.412 | 2.6888 | 5.4312
49242 | jul | 6.0511 | 3.6252 | 2.4259 | 3.2622
49245 | jul | 6.1723 | 3.4374 | 2.7349 | 6.0899
49246 | jul | 6.0939 | 3.2986 | 2.7953 | 6.1301
49247 | jul | 6.0784 | 3.3657 | 2.7127 | 5.0735
49248 | jul | 6.0963 | 3.1319 | 2.9644 | 6.6901
49249 | jul | 6.0556 | 3.3606 | 2.6949 | 5.1606
49250 | jul | 6.0724 | 3.5174 | 2.5551 | 4.3177
49251 | jul | 6.1139 | 2.8187 | 3.2952 | 8.6502
49252 | jul | 6.1144 | 3.5499 | 2.5645 | 4.879
49253 | jul | 6.0692 | 3.2213 | 2.8479 | 5.7391
49254 | jul | 6.1109 | 3.0179 | 3.0931 | 8.0101
49255 | jun | 6.1414 | 3.4929 | 2.6485 | 4.2378
49256 | jul | 6.1212 | 3.2898 | 2.8314 | 6.0004
49259 | jul | 6.1092 | 2.8474 | 3.2618 | 8.4836
49262 | jul | 6.0416 | 3.441 | 2.6006 | 4.3501
49264 | jul | 6.1237 | 2.9174 | 3.2063 | 8.4171
49265 | jul | 6.088 | 3.1057 | 2.9824 | 6.2974
49266 | jul | 6.0478 | 3.5915 | 2.4563 | 3.4056
49267 | jul | 6.0773 | 3.0209 | 3.0564 | 7.5351
49268 | jul | 6.1033 | 3.0169 | 3.0863 | 6.9654
49269 | jul | 6.1444 | 3.1183 | 3.0261 | 7.8662
49270 | jul | 6.1274 | 2.9479 | 3.1795 | 8.0974
49271 | jul | 6.0675 | 3.4852 | 2.5823 | 4.2936
49272 | jul | 6.1175 | 2.8617 | 3.2558 | 8.666
49274 | jun | 6.0663 | 3.593 | 2.4733 | 3.5821
49276 | jul | 6.0875 | 3.0159 | 3.0716 | 7.4408
49277 | jul | 6.1269 | 2.9234 | 3.2034 | 8.5969
49279 | jul | 6.1033 | 3.172 | 2.9314 | 6.3918
49283 | jul | 6.1331 | 3.2243 | 2.9088 | 7.1478
49284 | jul | 6.1257 | 3.064 | 3.0618 | 7.6843
49285 | jul | 6.0954 | 2.7503 | 3.3451 | 8.5578
49286 | jul | 6.1125 | 2.9485 | 3.164 | 7.2571
49287 | jul | 6.101 | 3.0256 | 3.0754 | 6.5958
49288 | jun | 6.1246 | 3.4927 | 2.632 | 4.6785
49301 | jul | 6.0711 | 2.8324 | 3.2388 | 4.1026
49302 | jul | 6.1232 | 2.9663 | 3.1569 | 4.3187
49303 | jul | 5.9107 | 2.4402 | 3.4706 | 4.5694
49304 | jul | 5.7124 | 2.3963 | 3.3161 | 3.2245
49305 | jul | 5.7958 | 2.4519 | 3.3439 | 4.0976
49306 | jul | 6.0283 | 2.7153 | 3.3129 | 4.1465
49307 | jul | 5.7798 | 2.4219 | 3.3579 | 3.1259
49309 | jul | 5.7698 | 2.3976 | 3.3721 | 3.2551
49310 | jul | 5.8953 | 2.4801 | 3.4152 | 4.6256
49315 | jul | 6.0648 | 2.8914 | 3.1734 | 3.7073
49316 | jul | 6.0874 | 2.9874 | 3.1 | 3.6582
49318 | jul | 5.9188 | 2.4734 | 3.4454 | 4.6325
49319 | jul | 5.9405 | 2.6015 | 3.339 | 3.9353
49321 | jul | 5.9733 | 2.6697 | 3.3036 | 4.2063
49322 | jul | 5.9049 | 2.5222 | 3.3826 | 3.9954
49323 | jul | 6.0712 | 2.9354 | 3.1358 | 3.4957
49325 | jul | 6.1485 | 2.9849 | 3.1636 | 4.8016
49326 | jul | 5.9469 | 2.589 | 3.3579 | 4.2272
49327 | jul | 5.8945 | 2.4219 | 3.4726 | 4.3792
49328 | jul | 6.0832 | 3.0598 | 3.0233 | 2.8316
49329 | jul | 5.8783 | 2.4836 | 3.3947 | 3.7589
49330 | jul | 5.8991 | 2.5241 | 3.3751 | 4.1684
49331 | jul | 6.0923 | 2.8429 | 3.2494 | 4.4324
49332 | jul | 5.8209 | 2.4357 | 3.3852 | 3.7944
49333 | jul | 6.136 | 3.084 | 3.0521 | 4.0196
49336 | jul | 5.8503 | 2.4403 | 3.41 | 3.5878
49337 | jul | 5.865 | 2.435 | 3.43 | 3.8225
49338 | jul | 5.7412 | 2.4459 | 3.2953 | 2.9113
49339 | jul | 5.901 | 2.5304 | 3.3706 | 3.8133
49340 | jul | 5.8559 | 2.4659 | 3.39 | 4.337
49341 | jul | 6.0121 | 2.693 | 3.3191 | 4.0549
49342 | jul | 5.786 | 2.4136 | 3.3724 | 3.4441
49343 | jul | 5.9103 | 2.5508 | 3.3595 | 3.8574
49344 | jul | 6.1272 | 3.1627 | 2.9645 | 3.4182
49345 | jul | 5.93 | 2.5975 | 3.3325 | 4.1719
49346 | jul | 5.8265 | 2.4127 | 3.4138 | 3.4404
49347 | jul | 5.9217 | 2.5495 | 3.3723 | 4.099
49348 | jul | 6.096 | 3.0697 | 3.0263 | 3.327
49349 | jul | 5.8105 | 2.417 | 3.3935 | 3.3967
49401 | jul | 5.976 | 2.5558 | 3.4201 | 5.4691
49402 | jul | 5.729 | 2.3404 | 3.3885 | 3.4961
49403 | jul | 5.9443 | 2.5061 | 3.4382 | 4.9432
49404 | jul | 5.9673 | 2.4643 | 3.503 | 5.7671
49405 | jul | 5.7346 | 2.2915 | 3.4431 | 3.7082
49408 | jul | 6.1541 | 2.8136 | 3.3405 | 6.5802
49410 | jul | 5.7006 | 2.2915 | 3.4092 | 3.8138
49411 | jul | 5.6537 | 2.2694 | 3.3842 | 4.0787
49412 | jul | 5.8579 | 2.3719 | 3.486 | 3.9902
49415 | jul | 5.9469 | 2.2751 | 3.6718 | 6.6757
49417 | jul | 5.981 | 2.3407 | 3.6403 | 7.1444
49418 | jul | 6.0469 | 2.7837 | 3.2633 | 4.1848
49419 | jul | 6.0978 | 2.8305 | 3.2673 | 4.9716
49420 | jul | 5.7938 | 2.3736 | 3.4202 | 3.2643
49421 | jul | 5.8146 | 2.3745 | 3.4402 | 3.4117
49423 | jul | 6.0823 | 2.6821 | 3.4002 | 6.1331
49424 | jul | 6.0286 | 2.5408 | 3.4879 | 6.6963
49425 | jul | 5.8662 | 2.3209 | 3.5453 | 4.2632
49426 | jul | 6.0124 | 2.7018 | 3.3107 | 4.8056
49428 | jul | 6.0105 | 2.6918 | 3.3187 | 4.6815
49431 | jul | 5.6993 | 2.1952 | 3.5042 | 4.4043
49435 | jul | 5.9666 | 2.5937 | 3.3729 | 4.8571
49436 | jul | 5.8339 | 2.3602 | 3.4737 | 3.8986
49437 | jul | 5.8798 | 2.3089 | 3.5709 | 4.4694
49440 | jul | 5.9169 | 2.1532 | 3.7638 | 6.1126
49441 | jul | 5.9416 | 2.1694 | 3.7722 | 6.6155
49442 | jul | 5.9207 | 2.2473 | 3.6733 | 5.9239
49444 | jul | 5.9448 | 2.2002 | 3.7446 | 6.6893
49445 | jul | 5.9077 | 2.2006 | 3.7071 | 5.6357
49446 | jul | 5.8466 | 2.3699 | 3.4766 | 3.7212
49448 | jul | 5.9585 | 2.3346 | 3.6239 | 6.7538
49449 | jul | 5.7863 | 2.3088 | 3.4774 | 3.7327
49450 | jul | 6.1897 | 2.9071 | 3.2826 | 6.5252
49451 | jul | 5.9382 | 2.3775 | 3.5607 | 5.4452
49452 | jul | 5.8463 | 2.3439 | 3.5025 | 3.7934
49453 | jul | 6.1146 | 2.7067 | 3.408 | 6.8451
49454 | jul | 5.712 | 2.2398 | 3.4723 | 4.0079
49455 | jul | 5.8299 | 2.382 | 3.4479 | 3.5092
49456 | jul | 5.9756 | 2.2255 | 3.7501 | 7.4014
49457 | jul | 5.8929 | 2.2766 | 3.6163 | 4.9943
49459 | jul | 5.7813 | 2.3706 | 3.4108 | 3.1876
49460 | jul | 5.9943 | 2.4286 | 3.5658 | 7.0037
49461 | jul | 5.8964 | 2.2548 | 3.6416 | 5.0221
49464 | jul | 6.0205 | 2.6426 | 3.3779 | 5.5089
49503 | jul | 6.04 | 2.7799 | 3.26 | 4.1122
49504 | jul | 6.0143 | 2.7346 | 3.2796 | 4.1986
49505 | jul | 6.0311 | 2.7604 | 3.2708 | 4.1165
49506 | jul | 6.0584 | 2.8275 | 3.2309 | 4.015
49507 | jul | 6.0551 | 2.8119 | 3.2432 | 4.0778
49508 | jul | 6.0687 | 2.8877 | 3.181 | 3.8372
49509 | jul | 6.0569 | 2.8166 | 3.2403 | 4.046
49512 | jul | 6.0804 | 2.9126 | 3.1678 | 3.9008
49519 | jul | 6.0545 | 2.7997 | 3.2548 | 4.0942
49525 | jul | 6.0417 | 2.7618 | 3.2799 | 4.1014
49534 | jul | 6.0009 | 2.6866 | 3.3142 | 4.4894
49544 | jul | 5.9583 | 2.6575 | 3.3008 | 4.3074
49546 | jul | 6.0749 | 2.8702 | 3.2047 | 4.0091
49548 | jul | 6.0653 | 2.8675 | 3.1978 | 3.8771
49601 | jul | 5.5182 | 2.5386 | 2.9796 | 2.6333
49612 | jul | 5.4525 | 2.5072 | 2.9453 | 3.4312
49613 | jul | 5.5616 | 2.39 | 3.1715 | 4.1413
49614 | jul | 5.5584 | 2.4075 | 3.1509 | 3.8176
49615 | jul | 5.4174 | 2.4953 | 2.9221 | 3.1385
49616 | jul | 5.5279 | 2.446 | 3.0819 | 3.814
49617 | jul | 5.5174 | 2.4748 | 3.0426 | 3.7315
49618 | jul | 5.5075 | 2.5505 | 2.9571 | 2.6221
49619 | jul | 5.5847 | 2.4004 | 3.1843 | 3.655
49620 | jul | 5.4857 | 2.5734 | 2.9124 | 3.1408
49621 | jul | 5.477 | 2.5462 | 2.9308 | 3.4838
49622 | jul | 5.37 | 2.4889 | 2.8811 | 2.8307
49623 | jul | 5.6993 | 2.4495 | 3.2497 | 2.8869
49625 | jul | 5.5389 | 2.4881 | 3.0508 | 3.3917
49629 | jul | 5.4805 | 2.5142 | 2.9663 | 3.7305
49630 | jul | 5.4555 | 2.4707 | 2.9848 | 3.6756
49631 | jul | 5.7133 | 2.4595 | 3.2539 | 3.4671
49632 | jul | 5.6123 | 2.4487 | 3.1636 | 4.4175
49633 | jul | 5.4699 | 2.516 | 2.9539 | 3.5266
49635 | jul | 5.5361 | 2.417 | 3.119 | 4.1777
49636 | jul | 5.4902 | 2.4892 | 3.001 | 3.7094
49637 | jul | 5.4757 | 2.5868 | 2.8889 | 3.2577
49638 | jul | 5.5477 | 2.4855 | 3.0622 | 3.1321
49639 | jul | 5.7242 | 2.4441 | 3.2801 | 3.0213
49640 | jul | 5.5064 | 2.4752 | 3.0312 | 3.7768
49642 | jul | 5.711 | 2.4201 | 3.2909 | 3.1668
49643 | jul | 5.4914 | 2.5491 | 2.9422 | 3.3189
49644 | jul | 5.6399 | 2.3846 | 3.2553 | 3.3791
49645 | jul | 5.5672 | 2.4141 | 3.1531 | 3.6519
49646 | jul | 5.4333 | 2.5196 | 2.9137 | 3.1848
49648 | jul | 5.4197 | 2.4958 | 2.9238 | 3.3299
49649 | jul | 5.4887 | 2.5867 | 2.902 | 3.2658
49650 | jul | 5.4848 | 2.5422 | 2.9426 | 3.3312
49651 | jul | 5.4987 | 2.501 | 2.9977 | 3.5961
49653 | jul | 5.4468 | 2.5234 | 2.9234 | 3.4648
49654 | jul | 5.4082 | 2.5084 | 2.8998 | 3.3986
49655 | jul | 5.6151 | 2.4989 | 3.1163 | 2.7129
49656 | jul | 5.6051 | 2.4589 | 3.1462 | 2.92
49657 | jul | 5.5741 | 2.5021 | 3.072 | 3.4344
49659 | jul | 5.3693 | 2.5217 | 2.8476 | 2.5695
49660 | jul | 5.6152 | 2.3081 | 3.3071 | 4.0668
49663 | jul | 5.4979 | 2.5578 | 2.9401 | 3.0717
49664 | jul | 5.4787 | 2.5158 | 2.9629 | 3.541
49665 | jul | 5.6482 | 2.4739 | 3.1742 | 3.8472
49667 | jul | 5.5379 | 2.4467 | 3.0913 | 4.4053
49668 | jul | 5.5066 | 2.5388 | 2.9678 | 3.0611
49670 | jul | 5.3651 | 2.4929 | 2.8722 | 3.0114
49675 | jul | 5.5849 | 2.3492 | 3.2356 | 4.085
49676 | jul | 5.464 | 2.5165 | 2.9476 | 3.5731
49677 | jul | 5.6858 | 2.4723 | 3.2135 | 2.6909
49679 | jul | 5.7499 | 2.4534 | 3.2965 | 4.0126
49680 | jul | 5.4711 | 2.541 | 2.9301 | 3.4304
49682 | jul | 5.4518 | 2.5286 | 2.9232 | 3.4715
49683 | jul | 5.5256 | 2.4976 | 3.028 | 3.5001
49684 | jul | 5.4783 | 2.5781 | 2.9002 | 3.4632
49686 | jul | 5.4932 | 2.5744 | 2.9188 | 3.6539
49688 | jul | 5.559 | 2.5222 | 3.0368 | 2.6161
49689 | jul | 5.6017 | 2.4069 | 3.1948 | 3.4858
49690 | jul | 5.4796 | 2.5511 | 2.9285 | 3.694
49701 | jul | 5.1374 | 2.4875 | 2.65 | -0.25929
49705 | jul | 5.3278 | 2.4502 | 2.8775 | 3.0412
49706 | jul | 5.2684 | 2.4292 | 2.8391 | 0.8688
49707 | jul | 5.5027 | 2.6187 | 2.884 | 4.2293
49709 | jul | 5.4284 | 2.5372 | 2.8912 | 3.7767
49710 | jul | 4.8329 | 2.4537 | 2.3792 | -6.3436
49712 | jul | 5.3368 | 2.4589 | 2.8779 | 1.9092
49713 | jul | 5.3111 | 2.4704 | 2.8407 | 1.6948
49715 | jul | 4.7955 | 2.6254 | 2.1702 | -6.0743
49716 | jul | 5.2428 | 2.4294 | 2.8134 | 0.68971
49718 | jul | 5.1498 | 2.4717 | 2.6781 | -0.49016
49719 | jul | 4.998 | 2.5634 | 2.4346 | -2.2999
49720 | jul | 5.3379 | 2.4603 | 2.8776 | 1.9814
49721 | jul | 5.2511 | 2.4508 | 2.8003 | 2.3651
49724 | jul | 4.7977 | 2.5575 | 2.2402 | -5.7201
49725 | jul | 5.0635 | 2.4937 | 2.5698 | -2.614
49726 | jul | 5.1483 | 2.4825 | 2.6658 | -2.6426
49727 | jul | 5.3475 | 2.4757 | 2.8718 | 2.3375
49728 | jul | 4.8791 | 2.6501 | 2.2291 | -4.6381
49729 | jul | 5.3539 | 2.4789 | 2.8751 | 2.5266
49730 | jul | 5.3058 | 2.517 | 2.7888 | 1.9219
49733 | jul | 5.393 | 2.5056 | 2.8875 | 2.9944
49735 | jul | 5.3342 | 2.5213 | 2.8129 | 2.287
49736 | jul | 4.971 | 2.5064 | 2.4646 | -3.5737
49738 | jul | 5.4271 | 2.4799 | 2.9472 | 3.7636
49740 | jul | 5.2215 | 2.4586 | 2.7629 | 0.043668
49743 | jul | 5.4162 | 2.555 | 2.8612 | 3.4065
49744 | jul | 5.5301 | 2.6245 | 2.9056 | 4.4493
49745 | jul | 4.9797 | 2.6206 | 2.3592 | -2.1852
49746 | jul | 5.4545 | 2.5643 | 2.8902 | 4.0652
49747 | jul | 5.5378 | 2.6476 | 2.8902 | 4.3773
49749 | jul | 5.2976 | 2.4177 | 2.8799 | 2.4584
49751 | jul | 5.3793 | 2.5153 | 2.8639 | 3.2022
49752 | jul | 4.8473 | 2.6648 | 2.1825 | -5.2991
49753 | jul | 5.4969 | 2.602 | 2.8949 | 4.3066
49755 | jul | 5.1733 | 2.4596 | 2.7137 | -0.37073
49756 | jul | 5.4204 | 2.5311 | 2.8893 | 3.6979
49757 | jul | 5.0783 | 2.5393 | 2.539 | -0.35352
49759 | jul | 5.3394 | 2.503 | 2.8364 | 3.0838
49760 | jul | 4.979 | 2.5773 | 2.4017 | -2.463
49762 | jul | 4.9998 | 2.5391 | 2.4607 | -1.7991
49765 | jul | 5.3422 | 2.4837 | 2.8585 | 3.3426
49766 | jul | 5.5275 | 2.637 | 2.8904 | 4.3527
49768 | jul | 4.8219 | 2.718 | 2.1039 | -6.7325
49769 | jul | 5.1846 | 2.4604 | 2.7242 | -0.52433
49770 | jul | 5.3007 | 2.4438 | 2.8569 | 1.2304
49774 | jul | 4.8791 | 2.5741 | 2.3049 | -4.2523
49775 | jul | 5.1639 | 2.513 | 2.6509 | 1.3571
49776 | jul | 5.4551 | 2.5821 | 2.8731 | 3.6027
49777 | jul | 5.4438 | 2.5616 | 2.8822 | 3.371
49779 | jul | 5.38 | 2.5306 | 2.8494 | 2.9922
49780 | jul | 4.8661 | 2.6561 | 2.21 | -4.2415
49781 | jul | 4.9708 | 2.6119 | 2.3589 | -2.5033
49782 | jul | 5.2089 | 2.4581 | 2.7509 | 1.1217
49783 | jul | 4.7917 | 2.5055 | 2.2862 | -7.299
49788 | jul | 4.7973 | 2.6339 | 2.1634 | -5.0706
49792 | jul | 5.3366 | 2.4719 | 2.8647 | 3.3655
49795 | jul | 5.3161 | 2.4883 | 2.8278 | 2.464
49799 | jul | 5.3128 | 2.454 | 2.8588 | 2.3732
49801 | jul | 5.4302 | 3.0846 | 2.3456 | 2.625
49802 | jul | 5.4719 | 3.1334 | 2.3384 | 3.5241
49806 | jul | 5.1401 | 2.8685 | 2.2715 | -0.34531
49807 | jul | 5.4182 | 2.7107 | 2.7075 | 3.2256
49812 | jul | 5.4819 | 2.8109 | 2.6711 | 4.127
49814 | jul | 5.187 | 2.9688 | 2.2182 | -1.2416
49815 | jul | 5.2926 | 3.0822 | 2.2104 | 0.8115
49816 | jul | 5.2038 | 2.6226 | 2.5811 | 1.9225
49817 | jul | 5.1814 | 2.5216 | 2.6598 | 2.1304
49818 | jul | 5.3922 | 2.6293 | 2.7629 | 2.9348
49820 | jul | 5.0403 | 2.5796 | 2.4607 | -0.96141
49821 | jul | 5.5435 | 2.915 | 2.6285 | 4.4773
49822 | jul | 5.1951 | 2.767 | 2.4281 | -0.49464
49825 | jul | 5.2089 | 2.7179 | 2.491 | 0.203
49826 | jul | 5.1987 | 2.7586 | 2.4401 | 0.18564
49827 | jul | 5.016 | 2.5323 | 2.4837 | -1.2021
49829 | jul | 5.4074 | 2.5738 | 2.8336 | 3.7009
49831 | jul | 5.4137 | 3.0037 | 2.4101 | 2.1901
49833 | jul | 5.3513 | 2.7651 | 2.5861 | 1.4519
49834 | jul | 5.3515 | 2.9399 | 2.4116 | 1.1897
49835 | jul | 5.2818 | 2.4112 | 2.8706 | 3.0997
49836 | jul | 5.0334 | 2.6317 | 2.4017 | -0.88271
49837 | jul | 5.3785 | 2.5338 | 2.8447 | 3.4809
49838 | jul | 5.0849 | 2.5314 | 2.5535 | -0.20928
49839 | jul | 4.8868 | 2.8248 | 2.0621 | -2.9867
49840 | jul | 5.0832 | 2.5912 | 2.492 | 0.1467
49841 | jul | 5.2563 | 2.7521 | 2.5042 | -0.40474
49847 | jul | 5.4675 | 2.885 | 2.5825 | 3.5237
49848 | jul | 5.6157 | 2.9532 | 2.6625 | 4.8393
49849 | jul | 5.1998 | 2.8553 | 2.3446 | -1.8338
49853 | jul | 4.9413 | 2.6622 | 2.279 | -2.2678
49854 | jul | 5.0925 | 2.6659 | 2.4267 | 0.56929
49855 | jul | 5.2214 | 2.6742 | 2.5472 | -0.97144
49858 | jul | 5.6379 | 2.9466 | 2.6912 | 5.1566
49861 | jul | 5.1475 | 2.9277 | 2.2198 | -1.2861
49862 | jul | 5.0821 | 2.8526 | 2.2296 | -0.36577
49866 | jul | 5.2057 | 2.7869 | 2.4188 | -2.1634
49868 | jul | 4.878 | 2.6805 | 2.1975 | -3.9669
49870 | jul | 5.4782 | 3.0412 | 2.437 | 3.5902
49873 | jul | 5.4252 | 2.7981 | 2.6271 | 2.9063
49874 | jul | 5.4584 | 2.8099 | 2.6485 | 3.6737
49876 | jul | 5.4762 | 3.0879 | 2.3883 | 3.5809
49878 | jul | 5.2876 | 2.506 | 2.7816 | 2.9452
49879 | jul | 5.2018 | 3.1116 | 2.0902 | -0.23167
49880 | jul | 5.3188 | 2.6274 | 2.6915 | 1.7776
49881 | jul | 5.3672 | 3.1007 | 2.2665 | 1.6987
49883 | jul | 4.969 | 2.7557 | 2.2133 | -1.9507
49884 | jul | 5.025 | 2.8648 | 2.1602 | -0.94852
49885 | jul | 5.2358 | 2.6653 | 2.5705 | 0.3252
49886 | jul | 5.4475 | 2.7789 | 2.6686 | 3.5846
49887 | jul | 5.5812 | 2.8736 | 2.7076 | 4.7313
49891 | jul | 5.2378 | 2.6007 | 2.6371 | 1.7
49892 | jul | 5.4707 | 2.9781 | 2.4926 | 3.374
49893 | jul | 5.6245 | 2.944 | 2.6805 | 5.0023
49894 | jul | 5.3944 | 2.5126 | 2.8818 | 3.8256
49895 | jul | 5.1277 | 2.7001 | 2.4275 | 1.1556
49896 | jul | 5.4466 | 2.7182 | 2.7284 | 3.8518
49905 | jul | 5.2023 | 2.7544 | 2.4478 | -1.3515
49908 | jul | 5.3092 | 2.7883 | 2.5209 | -0.082236
49910 | jul | 5.2392 | 3.2893 | 1.9499 | -0.91404
49911 | jul | 5.2752 | 3.4646 | 1.8107 | -1.5505
49912 | jul | 5.2487 | 3.1537 | 2.0951 | -0.17993
49913 | jul | 5.0509 | 2.6794 | 2.3715 | -2.3758
49916 | jul | 5.2457 | 2.7557 | 2.49 | -0.94252
49919 | jul | 5.1571 | 3.0568 | 2.1003 | -0.77371
49920 | jul | 5.2677 | 3.1245 | 2.1431 | 0.80684
49921 | jul | 5.2048 | 2.6999 | 2.5048 | -1.5794
49925 | jul | 5.2513 | 3.2054 | 2.0459 | -0.43
49927 | jul | 5.2603 | 3.1309 | 2.1295 | 1.1491
49930 | jul | 5.1883 | 2.6726 | 2.5157 | -1.5533
49931 | jul | 5.2005 | 2.6986 | 2.5018 | -1.5425
49935 | jul | 5.2231 | 3.1429 | 2.0802 | 0.18155
49938 | jul | 5.3335 | 3.4943 | 1.8392 | -1.1522
49945 | jul | 5.1712 | 2.6604 | 2.5109 | -1.5736
49946 | jul | 5.2051 | 2.9051 | 2.3 | -0.8076
49947 | jul | 5.2297 | 3.3745 | 1.8552 | -0.87563
49948 | jul | 5.2531 | 2.9971 | 2.256 | -0.24731
49950 | jul | 4.9253 | 2.7663 | 2.159 | -1.3048
49952 | jul | 5.2398 | 2.9723 | 2.2676 | -0.41913
49953 | jul | 5.2601 | 3.0813 | 2.1789 | -0.27361
49958 | jul | 5.2714 | 2.877 | 2.3944 | -0.21502
49962 | jul | 5.2028 | 2.8121 | 2.3907 | -0.84676
49965 | jul | 5.2324 | 2.8586 | 2.3738 | -0.90581
49967 | jul | 5.2268 | 3.077 | 2.1497 | -0.28862
49968 | jul | 5.2403 | 3.448 | 1.7923 | -1.4073
49969 | jul | 5.2203 | 3.292 | 1.9283 | -0.3704
49970 | jul | 5.204 | 3.0352 | 2.1689 | -0.3799
50001 | jul | 6.9212 | 3.5821 | 3.3391 | 12.9626
50002 | jul | 6.8237 | 3.8367 | 2.9869 | 12.9371
50003 | jul | 7.0044 | 3.6243 | 3.3802 | 13.7616
50005 | jul | 6.6336 | 3.7141 | 2.9195 | 10.9864
50006 | jul | 6.6208 | 3.996 | 2.6248 | 11.4329
50007 | jul | 6.8996 | 3.5633 | 3.3363 | 13.2304
50008 | jul | 6.843 | 3.9785 | 2.8644 | 12.2965
50009 | jul | 6.9305 | 3.5272 | 3.4033 | 13.1199
50010 | jul | 6.8413 | 3.7144 | 3.1269 | 12.7035
50011 | jul | 6.8476 | 3.7159 | 3.1316 | 12.7508
50013 | jul | 6.8488 | 3.7115 | 3.1374 | 12.7632
50014 | jul | 6.8464 | 3.7355 | 3.1109 | 12.7084
50020 | jul | 6.8423 | 3.8413 | 3.001 | 13.0542
50021 | jul | 6.9331 | 3.5217 | 3.4114 | 13.3589
50022 | jul | 6.9323 | 3.8005 | 3.1318 | 13.6979
50023 | jul | 6.9403 | 3.5176 | 3.4227 | 13.533
50025 | jul | 6.8206 | 3.7844 | 3.0363 | 13.6099
50026 | jul | 6.9033 | 3.8215 | 3.0818 | 13.5629
50027 | jul | 6.6681 | 3.8484 | 2.8197 | 10.9447
50028 | jul | 6.7687 | 3.6482 | 3.1205 | 11.8963
50029 | jul | 6.8662 | 3.8256 | 3.0406 | 13.5618
50033 | jul | 7.0116 | 3.4603 | 3.5513 | 13.948
50034 | jul | 6.6807 | 3.959 | 2.7216 | 11.8183
50035 | jul | 6.8916 | 3.5552 | 3.3364 | 12.9567
50036 | jul | 6.8384 | 3.7897 | 3.0487 | 12.6828
50038 | jul | 7.0116 | 3.5245 | 3.487 | 13.8988
50039 | jul | 6.9615 | 3.6736 | 3.2879 | 13.5678
50040 | jul | 6.8075 | 3.8868 | 2.9207 | 12.5898
50041 | jul | 6.5895 | 4.0277 | 2.5618 | 11.0222
50042 | jul | 6.8548 | 3.8031 | 3.0516 | 13.4437
50044 | jul | 6.8622 | 3.9079 | 2.9543 | 11.6119
50046 | jul | 6.8532 | 3.6245 | 3.2287 | 12.8433
50047 | jul | 6.9654 | 3.5124 | 3.453 | 13.2955
50048 | jul | 6.8663 | 3.8223 | 3.0441 | 12.9278
50049 | jul | 6.8556 | 3.8408 | 3.0148 | 12.1515
50050 | jul | 6.8211 | 3.8706 | 2.9505 | 13.8236
50051 | jul | 6.6538 | 3.7414 | 2.9125 | 11.3971
50052 | jul | 6.8503 | 3.9616 | 2.8887 | 12.4117
50054 | jul | 6.8524 | 3.6226 | 3.2298 | 12.407
50055 | jul | 6.8248 | 3.6451 | 3.1798 | 12.2471
50056 | jul | 6.7429 | 3.7014 | 3.0415 | 11.9821
50057 | jul | 6.8706 | 3.8223 | 3.0483 | 11.958
50058 | jul | 6.8367 | 3.8265 | 3.0102 | 13.6613
50059 | jul | 6.8896 | 3.8131 | 3.0765 | 13.5073
50060 | jul | 6.8414 | 3.9625 | 2.8789 | 12.1733
50061 | jul | 7.0261 | 3.4428 | 3.5833 | 14.1172
50062 | jul | 6.8652 | 3.7445 | 3.1207 | 12.2029
50063 | jul | 7 | 3.5895 | 3.4105 | 13.7925
50064 | jul | 6.8321 | 3.8673 | 2.9648 | 13.0154
50065 | jul | 6.8852 | 3.9224 | 2.9628 | 12.6982
50066 | jul | 6.9524 | 3.7607 | 3.1918 | 13.5323
50067 | jul | 6.8982 | 3.8753 | 3.0228 | 12.6371
50068 | jul | 6.8397 | 3.8201 | 3.0196 | 12.3719
50069 | jul | 7.0026 | 3.5999 | 3.4027 | 13.7429
50070 | jul | 6.972 | 3.7348 | 3.2372 | 13.1818
50071 | jul | 6.5859 | 3.994 | 2.5919 | 11.3809
50072 | jul | 6.9859 | 3.6678 | 3.3181 | 13.4439
50073 | jul | 6.8857 | 3.5684 | 3.3173 | 13.0447
50074 | jul | 6.9291 | 3.8962 | 3.0329 | 12.4158
50075 | jul | 6.742 | 3.8982 | 2.8438 | 11.9907
50076 | jul | 6.825 | 3.8073 | 3.0176 | 13.3177
50101 | jul | 6.6037 | 3.9625 | 2.6412 | 11.6204
50102 | jul | 6.6944 | 3.8385 | 2.856 | 11.9219
50103 | jul | 6.8565 | 3.9111 | 2.9454 | 12.5707
50104 | jul | 6.6432 | 3.8566 | 2.7865 | 10.8376
50105 | jul | 6.8312 | 3.7695 | 3.0617 | 12.5732
50106 | jul | 6.6196 | 3.744 | 2.8756 | 10.3293
50107 | jul | 6.8541 | 3.8371 | 3.0171 | 13.165
50108 | jul | 6.9359 | 3.8654 | 3.0704 | 12.5886
50109 | jul | 6.9526 | 3.5743 | 3.3783 | 13.6639
50111 | jul | 6.9827 | 3.5158 | 3.4668 | 13.9255
50112 | jul | 6.6217 | 3.7916 | 2.8301 | 10.3311
50115 | jul | 6.8736 | 3.8162 | 3.0575 | 13.2953
50116 | jul | 6.8811 | 3.8999 | 2.9813 | 11.7074
50117 | jul | 6.8239 | 3.8054 | 3.0185 | 13.3912
50118 | jul | 6.9157 | 3.5768 | 3.3389 | 12.8563
50119 | jul | 6.8553 | 3.8449 | 3.0105 | 11.703
50120 | jul | 6.6458 | 3.6762 | 2.9696 | 10.9288
50122 | jul | 6.6533 | 3.8775 | 2.7758 | 11.63
50123 | jul | 6.8394 | 3.8688 | 2.9707 | 12.3959
50124 | jul | 6.8691 | 3.6193 | 3.2498 | 13.0031
50125 | jul | 6.954 | 3.5128 | 3.4412 | 13.3558
50126 | jul | 6.6189 | 3.9932 | 2.6258 | 11.2604
50127 | jul | 6.7985 | 3.6388 | 3.1597 | 12.0926
50128 | jul | 6.9288 | 3.792 | 3.1367 | 13.5138
50129 | jul | 6.8595 | 3.8489 | 3.0106 | 13.5043
50130 | jul | 6.7762 | 3.8871 | 2.8891 | 12.1252
50131 | jul | 6.9645 | 3.4999 | 3.4647 | 13.8517
50132 | jul | 6.7422 | 3.928 | 2.8142 | 12.0417
50133 | jul | 6.9339 | 3.9101 | 3.0239 | 12.5415
50134 | jul | 6.8752 | 3.656 | 3.2192 | 12.956
50135 | jul | 6.674 | 3.7266 | 2.9473 | 10.8668
50136 | jul | 6.6656 | 3.8648 | 2.8008 | 10.9503
50138 | jul | 6.8724 | 3.7823 | 3.0901 | 11.999
50139 | jul | 6.8769 | 3.7005 | 3.1764 | 12.541
50140 | jul | 6.9123 | 3.9094 | 3.003 | 12.6216
50141 | jul | 6.6554 | 3.6886 | 2.9668 | 10.8948
50142 | jul | 6.5601 | 3.766 | 2.7941 | 10.1006
50143 | jul | 6.7725 | 3.8545 | 2.918 | 11.4358
50144 | jul | 6.856 | 3.8939 | 2.9621 | 12.6142
50146 | jul | 6.9875 | 3.7402 | 3.2473 | 13.5182
50147 | jun | 6.587 | 3.6955 | 2.8915 | 12.4684
50148 | jul | 6.6093 | 3.7514 | 2.8579 | 10.8329
50149 | jul | 6.9666 | 3.7525 | 3.2141 | 12.8423
50150 | jul | 6.8752 | 3.9286 | 2.9465 | 11.6769
50151 | jul | 6.8742 | 3.7158 | 3.1584 | 12.6869
50152 | jul | 6.8741 | 3.7339 | 3.1402 | 13.0077
50153 | jul | 6.6966 | 3.781 | 2.9155 | 11.0293
50154 | jul | 6.7285 | 3.7967 | 2.9318 | 11.987
50155 | jul | 6.9611 | 3.779 | 3.1821 | 12.75
50156 | jul | 6.9034 | 3.6564 | 3.247 | 13.1789
50157 | jul | 6.5562 | 3.8454 | 2.7108 | 9.8543
50158 | jul | 6.6063 | 3.7077 | 2.8986 | 10.6174
50161 | jul | 6.8476 | 3.6156 | 3.232 | 12.6454
50162 | jul | 6.6742 | 3.6675 | 3.0067 | 11.3329
50163 | jul | 6.8607 | 3.7551 | 3.1056 | 12.1525
50164 | jul | 6.9301 | 3.8002 | 3.1299 | 13.0375
50165 | jul | 6.8521 | 3.9546 | 2.8975 | 12.0695
50166 | jul | 6.9016 | 3.6239 | 3.2776 | 12.845
50167 | jul | 6.9981 | 3.6686 | 3.3295 | 13.6951
50168 | jul | 6.8476 | 3.6173 | 3.2303 | 12.462
50169 | jul | 6.8875 | 3.5743 | 3.3132 | 12.7337
50170 | jul | 6.8554 | 3.6879 | 3.1675 | 12.1127
50171 | jul | 6.6286 | 3.8378 | 2.7908 | 10.4463
50173 | jul | 6.5431 | 3.8063 | 2.7368 | 9.8821
50174 | jul | 6.9619 | 3.7617 | 3.2002 | 12.8332
50201 | jul | 6.8169 | 3.7115 | 3.1054 | 12.3926
50206 | jul | 6.6564 | 3.8185 | 2.8378 | 11.4152
50207 | jul | 6.7209 | 3.8363 | 2.8847 | 11.2314
50208 | jul | 6.7441 | 3.6848 | 3.0593 | 11.5402
50210 | jul | 6.96 | 3.6059 | 3.3541 | 13.1836
50211 | jul | 7.024 | 3.4281 | 3.5959 | 13.9891
50212 | jul | 6.8553 | 3.8083 | 3.0471 | 12.9791
50213 | jul | 6.9306 | 3.7299 | 3.2007 | 12.8484
50214 | jul | 6.8508 | 3.734 | 3.1168 | 11.9917
50216 | jul | 6.972 | 3.7784 | 3.1936 | 13.4324
50217 | jul | 6.8109 | 3.895 | 2.9159 | 12.9642
50218 | jul | 6.9971 | 3.5461 | 3.451 | 13.6345
50219 | jul | 6.7758 | 3.8032 | 2.9726 | 11.5146
50220 | jul | 6.9464 | 3.7316 | 3.2148 | 13.5274
50222 | jul | 6.9797 | 3.653 | 3.3267 | 13.1942
50223 | jul | 6.81 | 3.8735 | 2.9365 | 12.5187
50225 | jul | 6.8829 | 3.6686 | 3.2143 | 12.476
50226 | jul | 6.9167 | 3.5678 | 3.3489 | 13.4291
50227 | jul | 6.5953 | 4.0106 | 2.5847 | 11.3614
50228 | jul | 6.8758 | 3.6218 | 3.2541 | 12.471
50229 | jul | 7.0042 | 3.4752 | 3.529 | 13.796
50230 | jul | 6.6763 | 3.8951 | 2.7812 | 11.809
50231 | jul | 6.8033 | 3.849 | 2.9542 | 12.2189
50232 | jul | 6.7772 | 3.7343 | 3.0429 | 11.6026
50233 | jul | 6.9882 | 3.717 | 3.2712 | 13.5067
50234 | jul | 6.7575 | 3.6547 | 3.1028 | 11.8051
50235 | jul | 6.8911 | 3.7946 | 3.0966 | 13.4263
50236 | jul | 6.7751 | 3.7992 | 2.976 | 12.1997
50237 | jul | 6.9139 | 3.5633 | 3.3506 | 12.8424
50238 | jul | 6.8541 | 3.944 | 2.9102 | 11.9524
50239 | jul | 6.6537 | 3.7577 | 2.896 | 11.5695
50240 | jul | 6.9944 | 3.5394 | 3.4551 | 13.5371
50242 | jul | 6.6837 | 3.8102 | 2.8735 | 10.828
50244 | jul | 6.8909 | 3.605 | 3.2859 | 13.1453
50246 | jul | 6.7854 | 3.8865 | 2.8989 | 12.173
50247 | jul | 6.695 | 3.6883 | 3.0067 | 11.6102
50248 | jul | 6.8059 | 3.8184 | 2.9875 | 12.324
50249 | jul | 6.7848 | 3.9025 | 2.8823 | 12.1829
50250 | jul | 6.9514 | 3.7754 | 3.176 | 13.0782
50251 | jul | 6.7201 | 3.7637 | 2.9564 | 11.2425
50252 | jul | 6.8879 | 3.6382 | 3.2497 | 12.5445
50254 | jul | 6.9518 | 3.8293 | 3.1225 | 12.577
50256 | jul | 6.8617 | 3.8716 | 2.9901 | 11.6691
50257 | jul | 6.9836 | 3.6314 | 3.3522 | 13.2383
50258 | jul | 6.6459 | 3.785 | 2.8609 | 11.1139
50261 | jul | 7.0053 | 3.5372 | 3.4681 | 13.8319
50262 | jul | 6.9008 | 3.8347 | 3.0661 | 12.6052
50263 | jul | 7.0165 | 3.5104 | 3.5061 | 13.9961
50264 | jul | 6.8475 | 3.8152 | 3.0323 | 12.5369
50265 | jul | 7.045 | 3.4183 | 3.6267 | 14.3295
50266 | jul | 7.0365 | 3.4474 | 3.5891 | 14.2521
50268 | jul | 6.7023 | 3.8671 | 2.8352 | 11.2608
50271 | jul | 6.659 | 3.9652 | 2.6938 | 11.6951
50272 | jul | 6.8558 | 3.7986 | 3.0572 | 12.1171
50273 | jul | 6.9787 | 3.6603 | 3.3185 | 13.2568
50274 | jul | 6.8884 | 3.8551 | 3.0333 | 13.1133
50275 | jul | 6.8794 | 3.7312 | 3.1482 | 12.7219
50276 | jul | 6.9281 | 3.6728 | 3.2553 | 13.3932
50277 | jul | 6.9612 | 3.7889 | 3.1723 | 13.5051
50278 | jul | 6.6815 | 3.7754 | 2.9061 | 11.7786
50309 | jul | 7.0496 | 3.4348 | 3.6148 | 14.0933
50310 | jul | 7.0174 | 3.4539 | 3.5636 | 14.0464
50311 | jul | 7.0364 | 3.4359 | 3.6006 | 14.1913
50312 | jul | 7.0495 | 3.4249 | 3.6246 | 14.2414
50313 | jul | 6.9939 | 3.4763 | 3.5176 | 13.7982
50314 | jul | 7.0364 | 3.4435 | 3.5929 | 14.0508
50315 | jul | 7.0438 | 3.4331 | 3.6107 | 14.0411
50316 | jul | 7.0302 | 3.4522 | 3.578 | 13.9341
50317 | jul | 7.0015 | 3.475 | 3.5265 | 13.6703
50320 | jul | 7.0295 | 3.4485 | 3.5811 | 13.8362
50321 | jul | 7.0425 | 3.4247 | 3.6178 | 14.1555
50322 | jul | 7.0157 | 3.4524 | 3.5634 | 14.1762
50323 | jul | 7.0155 | 3.4806 | 3.5349 | 14.1149
50325 | jul | 7.0285 | 3.4545 | 3.574 | 14.2302
50327 | jul | 6.9802 | 3.4924 | 3.4877 | 13.421
50401 | jul | 6.4522 | 3.8957 | 2.5565 | 10.2287
50420 | jul | 6.5417 | 3.9696 | 2.5721 | 11.2091
50421 | jul | 6.5695 | 3.9218 | 2.6477 | 11.5724
50423 | jul | 6.587 | 3.7912 | 2.7959 | 12.2401
50424 | jul | 6.5873 | 3.753 | 2.8343 | 12.2691
50428 | jul | 6.4596 | 3.8776 | 2.5819 | 10.9648
50430 | jul | 6.6258 | 3.8008 | 2.825 | 12.6188
50432 | jul | 6.5849 | 3.769 | 2.8159 | 12.1696
50433 | jul | 6.5 | 3.9269 | 2.5732 | 10.3254
50434 | jul | 6.4777 | 3.8097 | 2.668 | 11.32
50435 | jul | 6.3331 | 3.8414 | 2.4917 | 8.868
50436 | jul | 6.5708 | 3.763 | 2.8078 | 11.9983
50438 | jul | 6.5351 | 3.8161 | 2.719 | 11.8231
50439 | jul | 6.5451 | 3.891 | 2.6541 | 11.5647
50440 | jul | 6.4026 | 3.8649 | 2.5378 | 9.602
50441 | jul | 6.554 | 4.0014 | 2.5525 | 10.9089
50444 | jul | 6.4457 | 3.8334 | 2.6123 | 10.8609
50446 | jul | 6.4748 | 3.802 | 2.6728 | 11.1432
50447 | jul | 6.6292 | 3.8558 | 2.7734 | 12.1597
50448 | jul | 6.4307 | 3.849 | 2.5816 | 10.1345
50449 | jul | 6.5168 | 3.8756 | 2.6413 | 11.5347
50450 | jul | 6.514 | 3.7851 | 2.7289 | 11.2132
50451 | jul | 6.6105 | 3.7231 | 2.8874 | 12.619
50452 | jul | 6.5506 | 3.9967 | 2.5539 | 11.0656
50453 | jul | 6.5663 | 3.768 | 2.7983 | 11.7256
50454 | jul | 6.2608 | 3.9011 | 2.3597 | 8.1448
50455 | jul | 6.1613 | 3.9433 | 2.2181 | 7.525
50456 | jul | 6.4377 | 3.8644 | 2.5733 | 10.1565
50457 | jul | 6.5141 | 3.9301 | 2.5839 | 11.2649
50458 | jul | 6.4005 | 3.875 | 2.5255 | 9.6494
50459 | jul | 6.4334 | 3.8283 | 2.605 | 10.198
50460 | jul | 6.2989 | 3.8804 | 2.4184 | 8.426
50461 | jul | 6.3008 | 3.8784 | 2.4224 | 8.6731
50464 | jul | 6.4116 | 3.8724 | 2.5392 | 9.664
50465 | jul | 6.5836 | 3.7676 | 2.816 | 12.0903
50466 | jul | 6.1641 | 3.9612 | 2.2028 | 7.4822
50467 | jul | 6.436 | 3.8809 | 2.5552 | 9.8357
50468 | jul | 6.4167 | 3.8784 | 2.5382 | 9.7571
50469 | jul | 6.4868 | 3.9305 | 2.5563 | 10.5217
50470 | jul | 6.5714 | 3.9647 | 2.6067 | 11.454
50471 | jul | 6.3422 | 3.8541 | 2.4881 | 9.212
50472 | jul | 6.3261 | 3.8676 | 2.4584 | 9.0222
50473 | jul | 6.562 | 3.7762 | 2.7857 | 11.6137
50475 | jul | 6.5189 | 3.9626 | 2.5563 | 10.7739
50476 | jul | 6.252 | 3.9078 | 2.3441 | 8.0822
50477 | jul | 6.4863 | 3.9386 | 2.5477 | 10.8579
50478 | jul | 6.575 | 3.7692 | 2.8057 | 11.9244
50479 | jul | 6.4959 | 3.9279 | 2.5679 | 11.1511
50480 | jul | 6.616 | 3.711 | 2.905 | 12.86
50482 | jul | 6.4822 | 3.8488 | 2.6334 | 11.3799
50483 | jul | 6.6041 | 3.7441 | 2.8599 | 12.7798
50484 | jul | 6.5982 | 3.7519 | 2.8463 | 12.4464
50501 | jul | 6.7329 | 3.9733 | 2.7595 | 12.075
50510 | jul | 6.7038 | 3.6767 | 3.0271 | 13.3701
50511 | jul | 6.6172 | 3.6605 | 2.9567 | 13.438
50514 | jul | 6.6805 | 3.5154 | 3.1652 | 13.6506
50515 | jul | 6.665 | 3.4807 | 3.1844 | 13.6825
50516 | jul | 6.7149 | 3.9481 | 2.7668 | 12.0459
50517 | jul | 6.6328 | 3.6373 | 2.9954 | 13.2725
50518 | jul | 6.7479 | 3.8973 | 2.8506 | 13.0194
50519 | jul | 6.6561 | 3.7202 | 2.9359 | 13.3768
50520 | jul | 6.68 | 3.758 | 2.922 | 13.3146
50521 | jul | 6.7616 | 3.9556 | 2.806 | 12.071
50522 | jul | 6.612 | 3.6558 | 2.9563 | 13.3069
50523 | jul | 6.7653 | 3.9562 | 2.8091 | 12.6418
50524 | jul | 6.7196 | 3.8819 | 2.8377 | 12.8085
50525 | jul | 6.6503 | 3.9317 | 2.7186 | 11.9135
50527 | jul | 6.687 | 3.5396 | 3.1473 | 13.7154
50528 | jul | 6.6683 | 3.5047 | 3.1636 | 13.8724
50529 | jul | 6.7011 | 3.8688 | 2.8324 | 12.588
50530 | jul | 6.7782 | 3.9265 | 2.8517 | 12.2315
50531 | jul | 6.6693 | 3.4009 | 3.2684 | 13.9704
50532 | jul | 6.7334 | 3.9752 | 2.7582 | 11.8685
50533 | jul | 6.7087 | 3.9415 | 2.7672 | 12.0567
50535 | jul | 6.6981 | 3.7573 | 2.9407 | 13.2884
50536 | jul | 6.6767 | 3.4575 | 3.2192 | 13.8963
50538 | jul | 6.8035 | 3.8968 | 2.9067 | 13.536
50539 | jul | 6.6724 | 3.5422 | 3.1302 | 13.7199
50540 | jul | 6.7359 | 3.7456 | 2.9904 | 13.7917
50541 | jul | 6.696 | 3.7824 | 2.9136 | 13.3398
50542 | jul | 6.6875 | 3.8915 | 2.796 | 12.3472
50543 | jul | 6.7861 | 3.927 | 2.8591 | 12.9148
50544 | jul | 6.7812 | 3.9303 | 2.8509 | 12.5025
50545 | jul | 6.6883 | 3.8667 | 2.8217 | 12.5417
50546 | jul | 6.719 | 3.6278 | 3.0913 | 13.7865
50548 | jul | 6.7014 | 3.8713 | 2.8301 | 12.5874
50551 | jul | 6.7505 | 3.7762 | 2.9743 | 14.1092
50552 | jul | 6.7851 | 3.8656 | 2.9195 | 13.7015
50554 | jul | 6.7072 | 3.6267 | 3.0805 | 13.6086
50556 | jul | 6.6544 | 3.7 | 2.9543 | 12.8008
50557 | jul | 6.7538 | 3.9628 | 2.791 | 12.0107
50558 | jul | 6.668 | 3.7893 | 2.8787 | 13.001
50559 | jul | 6.6332 | 3.5903 | 3.0429 | 13.5983
50560 | jul | 6.6413 | 3.7582 | 2.8831 | 13.0593
50561 | jul | 6.7533 | 3.7893 | 2.964 | 14.0634
50562 | jul | 6.7058 | 3.5689 | 3.1368 | 13.8659
50563 | jul | 6.7522 | 3.815 | 2.9371 | 13.7884
50565 | jul | 6.682 | 3.6017 | 3.0803 | 13.4624
50566 | jul | 6.7608 | 3.9439 | 2.8169 | 12.7695
50567 | jul | 6.7136 | 3.7814 | 2.9322 | 13.2062
50568 | jul | 6.7296 | 3.7464 | 2.9832 | 13.4016
50569 | jul | 6.7417 | 3.9909 | 2.7508 | 11.9514
50570 | jul | 6.6647 | 3.6958 | 2.9689 | 13.5457
50571 | jul | 6.7167 | 3.7581 | 2.9586 | 13.788
50573 | jul | 6.7141 | 3.6201 | 3.094 | 13.8449
50574 | jul | 6.7211 | 3.7045 | 3.0166 | 13.7875
50575 | jul | 6.7309 | 3.7616 | 2.9693 | 14.0058
50576 | jul | 6.6878 | 3.6346 | 3.0532 | 13.2921
50577 | jul | 6.668 | 3.8409 | 2.827 | 12.6333
50578 | jul | 6.6737 | 3.4442 | 3.2294 | 13.8814
50579 | jul | 6.7942 | 3.8163 | 2.978 | 14.3302
50581 | jul | 6.6951 | 3.6684 | 3.0267 | 13.7432
50582 | jul | 6.684 | 3.7901 | 2.8939 | 13.0724
50583 | jul | 6.7291 | 3.785 | 2.9441 | 13.6416
50585 | jul | 6.6861 | 3.5332 | 3.1529 | 13.657
50586 | jul | 6.7917 | 3.8898 | 2.9019 | 13.5403
50588 | jul | 6.7041 | 3.7333 | 2.9708 | 13.093
50590 | jul | 6.673 | 3.629 | 3.044 | 13.2334
50591 | jul | 6.7071 | 3.925 | 2.7821 | 12.1716
50594 | jul | 6.7185 | 3.965 | 2.7534 | 11.9025
50595 | jul | 6.7326 | 3.9488 | 2.7838 | 11.9905
50597 | jul | 6.6638 | 3.6125 | 3.0512 | 13.7803
50598 | jul | 6.6313 | 3.5733 | 3.0579 | 13.7781
50599 | jul | 6.7164 | 3.9564 | 2.76 | 11.951
50601 | jul | 6.5685 | 3.9757 | 2.5927 | 10.7976
50602 | jul | 6.4833 | 3.9873 | 2.496 | 9.8823
50603 | jun | 6.2622 | 4.0204 | 2.2418 | 7.7055
50604 | jul | 6.5084 | 3.9802 | 2.5282 | 10.3997
50605 | jul | 6.5076 | 3.9466 | 2.5609 | 10.437
50606 | jul | 6.157 | 3.9331 | 2.2238 | 7.124
50607 | jul | 6.1999 | 3.9618 | 2.2381 | 7.2685
50608 | jul | 6.5281 | 3.9799 | 2.5482 | 10.5918
50609 | jul | 6.5136 | 3.8475 | 2.6661 | 10.1324
50611 | jul | 6.4701 | 3.947 | 2.5231 | 10.145
50612 | jul | 6.4566 | 4.1132 | 2.3433 | 8.8277
50613 | jun | 6.4983 | 4.0658 | 2.4325 | 9.2334
50614 | jun | 6.503 | 4.0453 | 2.4577 | 9.1581
50616 | jul | 6.3466 | 3.8747 | 2.4719 | 8.7534
50619 | jul | 6.4534 | 4.0102 | 2.4431 | 9.3781
50621 | jul | 6.5527 | 3.8103 | 2.7424 | 10.5098
50622 | jun | 6.44 | 3.9962 | 2.4439 | 8.5967
50624 | jul | 6.5146 | 4.0745 | 2.4402 | 9.7069
50625 | jul | 6.509 | 3.966 | 2.543 | 10.5081
50626 | jun | 6.3911 | 4.0119 | 2.3792 | 8.1548
50627 | jul | 6.6319 | 3.8756 | 2.7564 | 11.1343
50628 | jun | 6.1776 | 3.98 | 2.1975 | 7.3519
50629 | jun | 6.3255 | 4.0162 | 2.3093 | 7.7044
50630 | jun | 6.2864 | 3.9546 | 2.3318 | 7.4506
50632 | jul | 6.4959 | 3.8289 | 2.667 | 9.7989
50633 | jul | 6.56 | 3.9922 | 2.5678 | 10.8426
50634 | jun | 6.4467 | 4.0554 | 2.3913 | 8.5285
50635 | jul | 6.4901 | 3.895 | 2.5951 | 9.7936
50636 | jul | 6.4325 | 3.9108 | 2.5217 | 9.695
50638 | jul | 6.5166 | 3.9367 | 2.5799 | 10.1825
50641 | jun | 6.2776 | 4.0234 | 2.2542 | 7.4577
50642 | jul | 6.5124 | 3.9747 | 2.5377 | 10.2023
50643 | jun | 6.4851 | 4.1213 | 2.3638 | 9.0764
50644 | jun | 6.3223 | 4.03 | 2.2923 | 7.9294
50645 | jun | 6.3288 | 4.0225 | 2.3062 | 8.0809
50647 | jun | 6.4834 | 4.0366 | 2.4468 | 9.1183
50648 | jun | 6.3888 | 4.0488 | 2.3399 | 8.1904
50649 | jul | 6.4927 | 3.9823 | 2.5104 | 10.1798
50650 | jul | 6.1963 | 3.8844 | 2.3118 | 7.468
50651 | jun | 6.4344 | 4.103 | 2.3314 | 8.4806
50652 | jul | 6.4972 | 3.9252 | 2.5721 | 9.9317
50653 | jul | 6.4226 | 3.888 | 2.5346 | 9.7443
50654 | jul | 6.2421 | 3.7886 | 2.4535 | 8.0282
50655 | jun | 6.208 | 4.0433 | 2.1647 | 6.8504
50658 | jul | 6.3532 | 3.9975 | 2.3556 | 8.6343
50659 | jun | 6.2584 | 3.9496 | 2.3089 | 7.4428
50660 | jul | 6.5213 | 4.1224 | 2.3989 | 9.5817
50662 | jun | 6.2548 | 4.0296 | 2.2252 | 7.1622
50665 | jul | 6.5175 | 4.0244 | 2.4931 | 10.0237
50666 | jun | 6.4154 | 4.0692 | 2.3462 | 8.7639
50667 | jun | 6.4434 | 4.0377 | 2.4057 | 8.4863
50668 | jun | 6.3817 | 3.9956 | 2.3861 | 8.0743
50669 | jul | 6.4977 | 4.0432 | 2.4545 | 9.5222
50670 | jul | 6.4942 | 4.0986 | 2.3956 | 9.4516
50671 | jun | 6.2214 | 4.0174 | 2.204 | 7.0983
50672 | jul | 6.6137 | 3.9241 | 2.6896 | 10.9663
50674 | jun | 6.2924 | 3.9947 | 2.2977 | 7.3818
50675 | jul | 6.4764 | 4.0236 | 2.4528 | 9.1637
50676 | jun | 6.3698 | 3.9819 | 2.3879 | 8.0553
50677 | jun | 6.4305 | 4.0247 | 2.4058 | 8.6882
50680 | jul | 6.5265 | 3.9409 | 2.5856 | 10.5019
50681 | jun | 6.2643 | 4.0242 | 2.2402 | 7.1563
50682 | jul | 6.2543 | 3.8478 | 2.4065 | 7.9771
50701 | jun | 6.4798 | 4.0652 | 2.4147 | 8.7854
50702 | jun | 6.4738 | 4.0443 | 2.4295 | 8.7138
50703 | jun | 6.45 | 4.013 | 2.4371 | 8.5706
50707 | jun | 6.4618 | 4.0345 | 2.4273 | 8.6176
50801 | jul | 6.9325 | 3.8996 | 3.0329 | 12.2842
50830 | jul | 6.947 | 3.8494 | 3.0977 | 12.4493
50833 | jul | 7.0194 | 3.9938 | 3.0256 | 12.2646
50835 | jul | 6.9598 | 3.9798 | 2.98 | 12.1494
50836 | jul | 6.9966 | 3.9655 | 3.031 | 12.3094
50837 | jul | 6.9152 | 3.8982 | 3.0171 | 12.7463
50840 | jul | 6.9688 | 3.991 | 2.9779 | 12.0476
50841 | jul | 6.9649 | 3.9671 | 2.9978 | 12.4411
50843 | jul | 6.9461 | 3.8871 | 3.059 | 13.1084
50845 | jul | 6.9446 | 3.9649 | 2.9796 | 12.0728
50846 | jul | 6.8949 | 3.8703 | 3.0247 | 12.7277
50847 | jul | 6.9745 | 3.886 | 3.0886 | 13.2373
50848 | jul | 6.9869 | 4.0212 | 2.9657 | 12.1202
50849 | jul | 6.929 | 3.8271 | 3.1018 | 12.71
50851 | jul | 6.9489 | 3.9786 | 2.9704 | 12.0254
50853 | jul | 6.9246 | 3.8971 | 3.0274 | 12.8781
50854 | jul | 6.9394 | 3.9407 | 2.9987 | 12.2946
50857 | jul | 6.9903 | 4.0097 | 2.9806 | 12.4317
50858 | jul | 6.9371 | 3.8511 | 3.086 | 12.5692
50859 | jul | 6.9443 | 3.9498 | 2.9945 | 12.2784
50860 | jul | 6.9717 | 3.9392 | 3.0325 | 12.4166
50861 | jul | 6.9393 | 3.917 | 3.0223 | 12.1752
50862 | jul | 6.9742 | 4.0037 | 2.9705 | 12.0374
50863 | jul | 6.9356 | 3.9165 | 3.0192 | 12.2345
50864 | jul | 6.994 | 3.9498 | 3.0443 | 12.9046
51001 | jul | 7.1308 | 2.8615 | 4.2693 | 20.7145
51002 | jul | 6.7129 | 3.6271 | 3.0857 | 13.4574
51003 | jul | 6.9248 | 2.9948 | 3.93 | 17.4587
51004 | jul | 6.8585 | 3.1639 | 3.6946 | 17.243
51005 | jul | 6.745 | 3.5197 | 3.2252 | 14.0949
51006 | jul | 6.7847 | 3.4191 | 3.3656 | 15.3855
51007 | jul | 6.9276 | 2.973 | 3.9545 | 19.0459
51009 | jul | 6.7783 | 3.3135 | 3.4648 | 15.0114
51010 | jul | 6.9649 | 3.1673 | 3.7976 | 17.638
51011 | jul | 7.1788 | 2.8525 | 4.3263 | 21.108
51012 | jul | 6.7844 | 3.3867 | 3.3977 | 14.9255
51014 | jul | 6.8269 | 3.2417 | 3.5852 | 15.7636
51016 | jul | 6.8425 | 3.2332 | 3.6093 | 16.5172
51018 | jul | 6.7937 | 3.3525 | 3.4413 | 15.6805
51019 | jul | 6.8237 | 3.3204 | 3.5033 | 16.1171
51020 | jul | 6.7485 | 3.5854 | 3.1632 | 14.0819
51022 | jul | 6.8777 | 3.0926 | 3.7851 | 16.6315
51023 | jul | 7.1653 | 2.8311 | 4.3342 | 20.6258
51024 | jul | 7.0029 | 2.904 | 4.0988 | 19.3764
51025 | jul | 6.7767 | 3.444 | 3.3327 | 14.9839
51026 | jul | 6.978 | 3.0467 | 3.9313 | 18.5996
51027 | jul | 7.0919 | 2.8449 | 4.247 | 19.7283
51028 | jul | 6.9269 | 3.0473 | 3.8796 | 17.6252
51029 | jul | 6.7734 | 3.3571 | 3.4163 | 14.8712
51030 | jul | 6.948 | 2.9523 | 3.9957 | 18.9904
51031 | jul | 6.9979 | 2.8883 | 4.1096 | 18.8158
51033 | jul | 6.6976 | 3.5294 | 3.1682 | 13.7255
51034 | jul | 6.8697 | 3.2822 | 3.5875 | 16.5644
51035 | jul | 6.8592 | 3.169 | 3.6903 | 16.3095
51036 | jul | 7.0099 | 2.8785 | 4.1314 | 18.7125
51037 | jul | 6.8077 | 3.2908 | 3.5169 | 15.4193
51038 | jul | 7.0241 | 2.8681 | 4.1559 | 19.6264
51039 | jul | 6.902 | 3.0368 | 3.8652 | 18.127
51040 | jul | 7.0294 | 3.0667 | 3.9627 | 18.6601
51041 | jul | 6.9536 | 2.9436 | 4.01 | 17.946
51044 | jul | 6.8682 | 3.1746 | 3.6936 | 17.274
51046 | jul | 6.8185 | 3.2228 | 3.5957 | 15.6411
51047 | jul | 6.7176 | 3.4443 | 3.2733 | 14.1872
51048 | jul | 6.8872 | 3.1499 | 3.7374 | 16.9338
51049 | jul | 6.8238 | 3.3463 | 3.4775 | 15.4203
51050 | jul | 6.9124 | 3.043 | 3.8694 | 17.2258
51051 | jul | 6.9321 | 3.144 | 3.7881 | 17.7306
51052 | jul | 6.9865 | 2.9466 | 4.0399 | 19.5257
51053 | jul | 6.7084 | 3.6931 | 3.0153 | 13.4546
51054 | jul | 6.9977 | 2.9163 | 4.0814 | 19.9877
51055 | jul | 7.0201 | 2.9481 | 4.072 | 19.4975
51056 | jul | 6.9105 | 3.1383 | 3.7722 | 17.7119
51058 | jul | 6.7481 | 3.3602 | 3.3878 | 14.6623
51060 | jul | 6.8472 | 3.3635 | 3.4837 | 16.0109
51061 | jul | 6.8529 | 3.2849 | 3.5679 | 15.9543
51062 | jul | 7.1316 | 2.8862 | 4.2454 | 20.9428
51063 | jul | 7.0271 | 2.9894 | 4.0377 | 19.2111
51101 | jul | 7.032 | 2.8966 | 4.1355 | 20.2794
51103 | jul | 7.0512 | 2.8926 | 4.1586 | 20.426
51104 | jul | 7.0374 | 2.8928 | 4.1446 | 20.241
51105 | jul | 7.0184 | 2.9002 | 4.1181 | 20.0534
51106 | jul | 6.9885 | 2.9146 | 4.0739 | 19.865
51108 | jul | 7.0157 | 2.8981 | 4.1176 | 19.8717
51109 | jul | 7.0693 | 2.8896 | 4.1796 | 20.5099
51111 | jul | 7.0229 | 2.9046 | 4.1183 | 20.3458
51201 | jul | 6.8925 | 3.0843 | 3.8082 | 16.6452
51230 | jul | 7.0974 | 2.8533 | 4.2441 | 19.0467
51231 | jul | 6.8371 | 3.1566 | 3.6805 | 16.0196
51232 | jul | 6.8757 | 3.1181 | 3.7575 | 16.2572
51234 | jul | 6.9696 | 3.0007 | 3.969 | 17.4694
51235 | jul | 7.0711 | 2.9122 | 4.1589 | 18.4931
51237 | jul | 6.9982 | 3.0285 | 3.9697 | 17.256
51238 | jul | 6.8851 | 3.0613 | 3.8238 | 16.8731
51239 | jul | 7.039 | 2.9309 | 4.1081 | 18.2493
51240 | jul | 7.1486 | 2.7689 | 4.3797 | 20.24
51241 | jul | 7.1491 | 2.7377 | 4.4114 | 19.8128
51243 | jul | 6.9731 | 3.0721 | 3.901 | 16.7998
51245 | jul | 6.782 | 3.2515 | 3.5305 | 15.2418
51246 | jul | 7.0419 | 2.9508 | 4.0911 | 17.9851
51247 | jul | 7.1172 | 2.8381 | 4.279 | 19.6525
51248 | jul | 6.7927 | 3.1893 | 3.6034 | 15.5727
51249 | jul | 6.8566 | 3.1401 | 3.7165 | 15.9634
51250 | jul | 7.0495 | 2.8894 | 4.1601 | 18.7565
51301 | jul | 6.6875 | 3.3589 | 3.3286 | 14.1014
51331 | jul | 6.6773 | 3.2557 | 3.4217 | 14.3969
51333 | jul | 6.6635 | 3.3796 | 3.2839 | 13.8633
51334 | jul | 6.6517 | 3.2676 | 3.3841 | 14.1735
51338 | jul | 6.7118 | 3.3165 | 3.3953 | 14.5129
51342 | jul | 6.6609 | 3.3656 | 3.2953 | 13.9896
51343 | jul | 6.687 | 3.4625 | 3.2245 | 13.8005
51345 | jul | 6.726 | 3.228 | 3.4981 | 15.032
51346 | jul | 6.7404 | 3.2764 | 3.464 | 14.8775
51347 | jul | 6.7103 | 3.2384 | 3.4719 | 14.8523
51350 | jul | 6.7606 | 3.2038 | 3.5568 | 15.2984
51351 | jul | 6.6909 | 3.2719 | 3.419 | 14.4732
51354 | jul | 6.7482 | 3.2035 | 3.5447 | 15.2793
51355 | jul | 6.68 | 3.2473 | 3.4327 | 14.4597
51357 | jul | 6.7061 | 3.4025 | 3.3037 | 14.1991
51358 | jul | 6.6524 | 3.3852 | 3.2672 | 13.8241
51360 | jul | 6.6737 | 3.2357 | 3.438 | 14.4774
51363 | jul | 6.65 | 3.2154 | 3.4347 | 14.3144
51364 | jul | 6.6511 | 3.2621 | 3.389 | 14.1219
51365 | jul | 6.6563 | 3.3196 | 3.3367 | 14.0801
51366 | jul | 6.6711 | 3.5216 | 3.1495 | 13.597
51401 | jul | 6.7885 | 3.806 | 2.9825 | 13.9174
51430 | jul | 6.7708 | 3.7606 | 3.0101 | 13.882
51431 | jul | 6.7227 | 3.6329 | 3.0898 | 13.9971
51433 | jul | 6.7619 | 3.806 | 2.9559 | 14.0431
51436 | jul | 6.7543 | 3.7728 | 2.9815 | 13.8669
51439 | jul | 6.8168 | 3.4507 | 3.3661 | 15.3741
51440 | jul | 6.8191 | 3.8137 | 3.0054 | 13.7617
51441 | jul | 6.7743 | 3.6372 | 3.1371 | 14.3371
51442 | jul | 6.7966 | 3.6036 | 3.193 | 14.5477
51443 | jul | 6.8163 | 3.8369 | 2.9794 | 13.9944
51444 | jul | 6.7953 | 3.7965 | 2.9988 | 13.7911
51445 | jul | 6.7484 | 3.5475 | 3.2008 | 14.5244
51446 | jul | 6.8296 | 3.6841 | 3.1456 | 14.1653
51447 | jul | 6.8502 | 3.6717 | 3.1784 | 14.2655
51448 | jul | 6.7493 | 3.6542 | 3.0951 | 14.1323
51449 | jul | 6.7896 | 3.8274 | 2.9621 | 14.2584
51450 | jul | 6.7336 | 3.7825 | 2.9511 | 13.7295
51451 | jul | 6.8034 | 3.8361 | 2.9673 | 14.1748
51452 | jul | 6.7921 | 3.8245 | 2.9676 | 14.1435
51453 | jul | 6.808 | 3.8688 | 2.9393 | 14.0033
51454 | jul | 6.8119 | 3.6777 | 3.1342 | 14.178
51455 | jul | 6.8024 | 3.7437 | 3.0586 | 13.8697
51458 | jul | 6.7117 | 3.7039 | 3.0079 | 13.7008
51460 | jul | 6.8112 | 3.4077 | 3.4035 | 15.5881
51461 | jul | 6.7778 | 3.5362 | 3.2416 | 14.7566
51462 | jul | 6.8415 | 3.846 | 2.9954 | 13.8258
51463 | jul | 6.8027 | 3.7904 | 3.0123 | 13.751
51465 | jul | 6.7724 | 3.7009 | 3.0714 | 14.0804
51466 | jul | 6.7347 | 3.7568 | 2.9779 | 13.7476
51467 | jul | 6.766 | 3.7323 | 3.0337 | 13.9442
51501 | jul | 7.1299 | 3.2121 | 3.9178 | 18.0352
51503 | jul | 7.083 | 3.2814 | 3.8017 | 17.4248
51510 | jul | 7.1541 | 3.136 | 4.018 | 18.2861
51520 | jul | 6.8229 | 3.5421 | 3.2809 | 14.938
51521 | jul | 6.9731 | 3.5949 | 3.3783 | 14.9202
51523 | jul | 7.0582 | 3.0528 | 4.0054 | 18.9912
51525 | jul | 7.0119 | 3.5836 | 3.4284 | 15.3243
51526 | jul | 7.1464 | 3.1402 | 4.0061 | 18.0716
51527 | jul | 6.8404 | 3.604 | 3.2363 | 14.5979
51528 | jul | 6.8404 | 3.5034 | 3.337 | 15.1847
51529 | jul | 6.9099 | 3.4181 | 3.4918 | 15.7817
51530 | jul | 6.8749 | 3.5442 | 3.3307 | 14.9396
51531 | jul | 6.863 | 3.7404 | 3.1226 | 13.8911
51532 | jul | 6.9894 | 3.8196 | 3.1698 | 13.723
51533 | jul | 7.035 | 3.6603 | 3.3748 | 15.0589
51534 | jul | 7.0867 | 3.4812 | 3.6054 | 16.8855
51535 | jul | 6.9741 | 3.7936 | 3.1804 | 13.8748
51536 | jul | 6.9875 | 3.589 | 3.3985 | 15.0503
51537 | jul | 6.9079 | 3.6331 | 3.2748 | 14.5308
51540 | jul | 7.0535 | 3.5859 | 3.4676 | 15.7474
51541 | jul | 7.0264 | 3.6054 | 3.421 | 15.3553
51542 | jul | 7.1118 | 3.1764 | 3.9354 | 17.598
51543 | jul | 6.8308 | 3.7447 | 3.0861 | 13.8046
51544 | jul | 6.9657 | 3.7821 | 3.1836 | 13.9525
51545 | jul | 7.0642 | 3.0885 | 3.9756 | 18.7319
51546 | jul | 7.0476 | 3.3172 | 3.7303 | 16.5644
51548 | jul | 7.0392 | 3.3506 | 3.6886 | 16.5892
51549 | jul | 7.0231 | 3.5747 | 3.4484 | 15.4876
51550 | jul | 7.0544 | 3.2504 | 3.804 | 17.1688
51551 | jul | 7.0756 | 3.5403 | 3.5353 | 16.2859
51552 | jul | 6.9229 | 3.7404 | 3.1825 | 14.0477
51553 | jul | 7.0166 | 3.4326 | 3.5841 | 15.8976
51555 | jul | 7.105 | 3.1904 | 3.9146 | 17.7414
51556 | jul | 7.1005 | 3.1268 | 3.9737 | 18.414
51557 | jul | 7.0675 | 3.1435 | 3.9241 | 18.2051
51558 | jul | 6.9582 | 3.2595 | 3.6987 | 17.014
51559 | jul | 7.0391 | 3.3298 | 3.7093 | 16.4256
51560 | jul | 7.0016 | 3.5695 | 3.4321 | 15.2726
51561 | jul | 7.1033 | 3.515 | 3.5883 | 17.0765
51562 | jul | 6.9341 | 3.5036 | 3.4305 | 15.2238
51563 | jul | 7.0179 | 3.4199 | 3.598 | 15.8266
51564 | jul | 7.0197 | 3.2227 | 3.7969 | 17.3883
51565 | jul | 6.9769 | 3.4779 | 3.499 | 15.4331
51566 | jul | 7.0199 | 3.7829 | 3.237 | 14.137
51570 | jul | 6.9869 | 3.517 | 3.4698 | 15.2996
51571 | jul | 7.0493 | 3.4628 | 3.5865 | 16.4519
51572 | jul | 6.9035 | 3.2986 | 3.6048 | 16.5993
51573 | jul | 7.0093 | 3.9011 | 3.1082 | 13.2982
51575 | jul | 7.0374 | 3.4143 | 3.6231 | 16.4173
51576 | jul | 7.0542 | 3.2569 | 3.7973 | 16.9646
51577 | jul | 6.9424 | 3.6953 | 3.247 | 14.332
51578 | jul | 6.8993 | 3.5689 | 3.3304 | 14.8144
51579 | jul | 6.9976 | 3.379 | 3.6186 | 16.1033
51601 | jul | 7.0891 | 3.6754 | 3.4137 | 15.0423
51630 | jul | 7.1101 | 3.7574 | 3.3527 | 14.2717
51631 | jul | 7.0798 | 3.923 | 3.1568 | 13.1005
51632 | jul | 7.0434 | 3.9742 | 3.0692 | 12.8856
51636 | jul | 7.0878 | 3.7773 | 3.3105 | 14.2128
51637 | jul | 7.0988 | 3.8451 | 3.2538 | 13.7102
51638 | jul | 7.0496 | 3.7778 | 3.2718 | 14.3245
51639 | jul | 7.1247 | 3.5506 | 3.5741 | 16.0387
51640 | jul | 7.2064 | 3.384 | 3.8224 | 17.4374
51645 | jul | 7.0759 | 3.6233 | 3.4526 | 15.5425
51646 | jul | 7.0249 | 4.0388 | 2.9862 | 12.2349
51647 | jul | 7.1292 | 3.5992 | 3.5301 | 15.3795
51648 | jul | 7.2255 | 3.4381 | 3.7874 | 17.611
51649 | jul | 7.1097 | 3.5504 | 3.5593 | 16.2504
51650 | jul | 7.1727 | 3.4488 | 3.7238 | 16.8431
51651 | jul | 7.0647 | 3.958 | 3.1067 | 12.9844
51652 | jul | 7.1618 | 3.4775 | 3.6843 | 16.9276
51653 | jul | 7.1283 | 3.5203 | 3.608 | 16.7915
51654 | jul | 7.165 | 3.4884 | 3.6766 | 17.23
51656 | jul | 7.0525 | 3.8596 | 3.1928 | 13.7418
52001 | jul | 6.1754 | 3.6191 | 2.5563 | 6.8435
52002 | jul | 6.1874 | 3.6004 | 2.5871 | 6.821
52003 | jul | 6.1844 | 3.6046 | 2.5798 | 6.0775
52030 | jul | 6.2828 | 3.4679 | 2.8149 | 7.9915
52031 | jul | 6.2201 | 3.5582 | 2.6619 | 7.1871
52032 | jul | 6.2281 | 3.5057 | 2.7224 | 7.2531
52033 | jul | 6.25 | 3.5083 | 2.7417 | 8.0032
52035 | jul | 6.2468 | 3.5696 | 2.6772 | 8.6634
52036 | jul | 6.2472 | 3.6369 | 2.6103 | 8.2836
52037 | jul | 6.3937 | 3.5067 | 2.8871 | 9.5914
52038 | jul | 6.2077 | 3.7974 | 2.4103 | 7.7841
52039 | jul | 6.1833 | 3.5944 | 2.5889 | 7.1789
52040 | jul | 6.224 | 3.5838 | 2.6402 | 7.972
52041 | jul | 6.2418 | 3.604 | 2.6378 | 8.2673
52042 | jul | 6.2378 | 3.659 | 2.5788 | 8.4182
52043 | jul | 6.2242 | 3.6735 | 2.5507 | 8.5625
52044 | jul | 6.2582 | 3.6065 | 2.6516 | 8.859
52045 | jul | 6.1941 | 3.5695 | 2.6246 | 7.1256
52046 | jul | 6.2093 | 3.5655 | 2.6437 | 7.5501
52047 | jul | 6.2258 | 3.6042 | 2.6216 | 9.0161
52048 | jul | 6.2622 | 3.5704 | 2.6918 | 8.9343
52049 | jul | 6.251 | 3.5254 | 2.7256 | 9.3776
52050 | jul | 6.2337 | 3.6388 | 2.5949 | 8.304
52052 | jul | 6.2514 | 3.5431 | 2.7083 | 8.9631
52053 | jul | 6.1937 | 3.5883 | 2.6054 | 7.7723
52054 | jul | 6.1999 | 3.5447 | 2.6551 | 6.6048
52057 | jul | 6.2448 | 3.6959 | 2.5489 | 8.1995
52060 | jul | 6.3085 | 3.4317 | 2.8767 | 8.6874
52064 | jul | 6.2829 | 3.6051 | 2.6778 | 7.7367
52065 | jul | 6.2151 | 3.5894 | 2.6257 | 7.9546
52066 | jul | 6.2238 | 3.5618 | 2.662 | 8.6831
52068 | jul | 6.1947 | 3.5834 | 2.6113 | 6.352
52069 | jul | 6.3211 | 3.5465 | 2.7746 | 8.3805
52070 | jul | 6.2635 | 3.6459 | 2.6176 | 7.3307
52071 | jul | 6.182 | 3.5851 | 2.5969 | 6.5703
52072 | jul | 6.2192 | 3.6427 | 2.5765 | 8.758
52073 | jul | 6.1822 | 3.6068 | 2.5753 | 7.5609
52074 | jul | 6.301 | 3.5142 | 2.7868 | 8.2046
52076 | jul | 6.2065 | 3.7619 | 2.4446 | 7.9773
52077 | jul | 6.1823 | 3.8102 | 2.372 | 7.7666
52078 | jul | 6.237 | 3.5547 | 2.6823 | 8.0025
52079 | jul | 6.2191 | 3.5101 | 2.709 | 6.7945
52101 | jun | 6.0869 | 3.8055 | 2.2814 | 7.846
52132 | jun | 6.1102 | 3.9121 | 2.1981 | 7.2868
52133 | jul | 6.1626 | 3.874 | 2.2886 | 7.6554
52134 | jul | 6.1146 | 3.9815 | 2.1332 | 7.1733
52135 | jul | 6.1685 | 3.8836 | 2.285 | 7.536
52136 | jun | 6.0769 | 3.8646 | 2.2124 | 7.3013
52140 | jul | 6.1507 | 3.7176 | 2.433 | 8.7101
52141 | jul | 6.1719 | 3.8697 | 2.3021 | 7.5338
52142 | jul | 6.1463 | 4.03 | 2.1163 | 6.7756
52144 | jun | 6.112 | 3.943 | 2.169 | 7.1454
52146 | jul | 6.2173 | 3.5733 | 2.644 | 9.6531
52147 | jun | 6.1486 | 4.0316 | 2.117 | 6.836
52151 | jul | 6.1874 | 3.6417 | 2.5458 | 9.4239
52154 | jun | 6.1695 | 3.9256 | 2.2439 | 7.107
52155 | jun | 6.0667 | 3.9058 | 2.161 | 7.2085
52156 | jul | 6.1962 | 3.7059 | 2.4903 | 8.4949
52157 | jul | 6.2461 | 3.5292 | 2.7169 | 9.5757
52158 | jul | 6.2538 | 3.5189 | 2.7349 | 9.7481
52159 | jul | 6.2154 | 3.6249 | 2.5906 | 9.0296
52160 | jul | 6.1779 | 3.6543 | 2.5236 | 9.3636
52161 | jul | 6.1576 | 3.9205 | 2.2371 | 7.4991
52162 | jul | 6.1747 | 3.7836 | 2.3911 | 8.0709
52163 | jun | 6.1157 | 3.909 | 2.2068 | 7.0822
52164 | jun | 6.1608 | 4.0591 | 2.1016 | 6.7456
52165 | jun | 6.0981 | 3.8719 | 2.2262 | 7.3331
52169 | jul | 6.1603 | 3.913 | 2.2473 | 7.2397
52170 | jul | 6.1937 | 3.6325 | 2.5612 | 9.2133
52171 | jun | 6.1507 | 3.9586 | 2.1921 | 7.0473
52172 | jul | 6.156 | 3.7285 | 2.4274 | 8.5044
52175 | jul | 6.1542 | 4.0107 | 2.1435 | 6.9882
52201 | jul | 6.6357 | 3.6299 | 3.0058 | 12.6996
52202 | jul | 6.3337 | 3.6546 | 2.6791 | 9.325
52203 | jul | 6.5057 | 3.6596 | 2.8461 | 10.5843
52205 | jul | 6.3362 | 3.5368 | 2.7994 | 9.486
52206 | jul | 6.456 | 3.7215 | 2.7345 | 9.7163
52207 | jul | 6.3082 | 3.4287 | 2.8795 | 9.0468
52208 | jul | 6.4701 | 3.9311 | 2.539 | 8.6846
52209 | jul | 6.4935 | 3.8508 | 2.6427 | 9.1875
52210 | jul | 6.3297 | 3.9999 | 2.3298 | 8.37
52211 | jul | 6.5166 | 3.8694 | 2.6472 | 9.608
52212 | jul | 6.32 | 3.4965 | 2.8235 | 9.2606
52213 | jul | 6.343 | 3.7491 | 2.5938 | 9.075
52214 | jul | 6.3173 | 3.6152 | 2.7021 | 9.1962
52215 | jul | 6.4617 | 3.9247 | 2.5371 | 8.9488
52216 | jul | 6.4381 | 3.5374 | 2.9006 | 10.4196
52217 | jul | 6.448 | 3.991 | 2.457 | 8.8193
52218 | jul | 6.2922 | 3.6877 | 2.6045 | 8.7201
52219 | jul | 6.3021 | 3.5989 | 2.7032 | 9.0072
52220 | jul | 6.5391 | 3.7412 | 2.798 | 10.5667
52221 | jul | 6.5474 | 3.8567 | 2.6908 | 10.0192
52222 | jul | 6.5808 | 3.8533 | 2.7274 | 10.364
52223 | jul | 6.2646 | 3.6089 | 2.6557 | 8.4132
52224 | jul | 6.4374 | 4.0396 | 2.3978 | 8.6014
52225 | jul | 6.4513 | 3.9722 | 2.4792 | 8.6488
52227 | jul | 6.4992 | 3.5122 | 2.987 | 10.9786
52228 | jul | 6.4842 | 3.6019 | 2.8823 | 10.5346
52229 | jul | 6.4128 | 3.9877 | 2.4251 | 8.5361
52231 | jun | 6.7125 | 3.8397 | 2.8728 | 11.6614
52232 | jul | 6.496 | 3.8872 | 2.6088 | 9.2973
52233 | jul | 6.3868 | 3.6132 | 2.7736 | 9.8797
52236 | jul | 6.534 | 3.6653 | 2.8687 | 10.9586
52237 | jul | 6.275 | 3.5702 | 2.7048 | 8.4831
52240 | jul | 6.5711 | 3.5396 | 3.0314 | 11.9385
52241 | jul | 6.5605 | 3.5221 | 3.0384 | 11.8069
52242 | jul | 6.5712 | 3.5273 | 3.0439 | 11.9375
52245 | jul | 6.563 | 3.5278 | 3.0353 | 11.8469
52246 | jul | 6.577 | 3.5408 | 3.0363 | 11.972
52247 | jul | 6.6157 | 3.6119 | 3.0038 | 12.2849
52248 | jun | 6.7295 | 3.777 | 2.9525 | 11.9951
52249 | jul | 6.4588 | 3.9536 | 2.5052 | 8.559
52251 | jul | 6.5362 | 3.8467 | 2.6895 | 9.8416
52253 | jul | 6.4697 | 3.5189 | 2.9508 | 10.6993
52254 | jul | 6.3995 | 3.4829 | 2.9166 | 10.0022
52255 | jul | 6.444 | 3.5469 | 2.8971 | 10.531
52257 | jul | 6.4812 | 3.9 | 2.5812 | 8.8433
52301 | jul | 6.5203 | 3.8066 | 2.7137 | 9.8593
52302 | jul | 6.3705 | 3.5821 | 2.7884 | 9.8411
52305 | jul | 6.3895 | 3.5272 | 2.8623 | 10.0239
52306 | jul | 6.4478 | 3.5252 | 2.9226 | 10.5519
52307 | jul | 6.5155 | 3.6655 | 2.85 | 10.6996
52308 | jul | 6.5754 | 3.8279 | 2.7475 | 10.5135
52309 | jul | 6.2945 | 3.4498 | 2.8447 | 8.8374
52310 | jul | 6.3004 | 3.5299 | 2.7705 | 8.8121
52313 | jul | 6.3532 | 4.0112 | 2.3419 | 8.4669
52314 | jul | 6.4639 | 3.5192 | 2.9447 | 10.6063
52315 | jul | 6.4642 | 3.7944 | 2.6698 | 9.3789
52316 | jul | 6.5968 | 3.8181 | 2.7787 | 10.9602
52317 | jul | 6.5363 | 3.526 | 3.0103 | 11.4721
52318 | jul | 6.4775 | 3.6896 | 2.7879 | 10.1137
52320 | jul | 6.3823 | 3.514 | 2.8683 | 9.9018
52321 | jul | 6.2935 | 3.475 | 2.8185 | 8.8276
52322 | jul | 6.5547 | 3.5932 | 2.9615 | 11.526
52323 | jul | 6.3832 | 3.4925 | 2.8907 | 9.8845
52324 | jul | 6.4102 | 3.696 | 2.7142 | 9.6095
52325 | jul | 6.5775 | 3.7235 | 2.854 | 11.3872
52326 | jul | 6.2818 | 3.8574 | 2.4245 | 8.216
52327 | jul | 6.6231 | 3.5705 | 3.0525 | 12.5479
52328 | jul | 6.3664 | 3.6187 | 2.7476 | 9.7326
52329 | jul | 6.3055 | 3.9087 | 2.3968 | 8.3662
52330 | jul | 6.2766 | 3.6718 | 2.6048 | 8.541
52332 | jul | 6.4293 | 3.7798 | 2.6496 | 9.2556
52333 | jul | 6.5172 | 3.5147 | 3.0025 | 11.2659
52334 | jul | 6.5285 | 3.7092 | 2.8193 | 10.6445
52335 | jul | 6.6239 | 3.8397 | 2.7842 | 11.3525
52336 | jul | 6.3654 | 3.5497 | 2.8157 | 9.8093
52337 | jul | 6.4435 | 3.5305 | 2.9129 | 10.4487
52338 | jul | 6.5155 | 3.5502 | 2.9653 | 11.105
52339 | jul | 6.4825 | 3.8612 | 2.6214 | 9.5277
52340 | jul | 6.5525 | 3.5523 | 3.0002 | 11.6177
52341 | jul | 6.363 | 3.6708 | 2.6922 | 9.5176
52342 | jul | 6.4607 | 3.9252 | 2.5355 | 9.2593
52345 | jul | 6.347 | 3.8607 | 2.4864 | 8.749
52346 | jul | 6.4641 | 3.8826 | 2.5816 | 8.9312
52347 | jul | 6.5302 | 3.8622 | 2.668 | 9.7245
52348 | jul | 6.4494 | 3.9593 | 2.4901 | 8.8068
52349 | jul | 6.3925 | 3.8979 | 2.4946 | 8.7662
52352 | jul | 6.3166 | 3.8097 | 2.5069 | 8.6967
52353 | jun | 6.7135 | 3.7094 | 3.0041 | 12.7154
52354 | jul | 6.4833 | 3.7719 | 2.7113 | 9.6368
52355 | jul | 6.6577 | 3.8668 | 2.7909 | 11.1376
52356 | jul | 6.6205 | 3.7129 | 2.9076 | 11.9992
52358 | jul | 6.5104 | 3.5514 | 2.959 | 11.5342
52359 | jun | 6.7168 | 3.7548 | 2.962 | 12.4672
52361 | jul | 6.5586 | 3.7541 | 2.8045 | 10.82
52362 | jul | 6.3359 | 3.4806 | 2.8553 | 9.4494
52401 | jul | 6.4452 | 3.563 | 2.8822 | 10.415
52402 | jul | 6.4064 | 3.5889 | 2.8176 | 10.0838
52403 | jul | 6.4502 | 3.5389 | 2.9112 | 10.5222
52404 | jul | 6.4806 | 3.5539 | 2.9266 | 10.6849
52405 | jul | 6.4383 | 3.608 | 2.8304 | 10.1858
52411 | jul | 6.3899 | 3.6336 | 2.7563 | 9.8229
52501 | jun | 6.7255 | 3.8142 | 2.9113 | 12.3994
52530 | jun | 6.741 | 3.6958 | 3.0452 | 12.4346
52531 | jul | 6.8208 | 3.9788 | 2.8419 | 11.4977
52533 | jun | 6.7525 | 3.5829 | 3.1696 | 12.1216
52534 | jul | 6.7681 | 3.8745 | 2.8936 | 11.5611
52535 | jun | 6.7282 | 3.4237 | 3.3045 | 11.8571
52536 | jul | 6.8137 | 3.9321 | 2.8816 | 12.0441
52537 | jun | 6.6614 | 3.6535 | 3.0079 | 12.4281
52540 | jun | 6.7371 | 3.6081 | 3.129 | 12.1129
52542 | jun | 6.6714 | 3.4182 | 3.2532 | 12.2805
52543 | jul | 6.7809 | 3.8626 | 2.9183 | 12.0307
52544 | jul | 6.8246 | 4.0364 | 2.7882 | 11.9241
52548 | jul | 6.8121 | 3.8749 | 2.9372 | 12.3247
52549 | jun | 6.5227 | 3.7506 | 2.7721 | 12.0278
52550 | jul | 6.732 | 3.8772 | 2.8548 | 11.7336
52551 | jun | 6.7204 | 3.4463 | 3.2741 | 12.1404
52552 | jun | 6.6864 | 3.7762 | 2.9102 | 12.2264
52553 | jul | 6.7977 | 3.913 | 2.8848 | 11.681
52554 | jun | 6.7399 | 3.6161 | 3.1237 | 12.3742
52555 | jul | 6.7994 | 4.0001 | 2.7993 | 12.1119
52556 | jun | 6.7352 | 3.5037 | 3.2316 | 11.725
52557 | jun | 6.7415 | 3.5052 | 3.2363 | 11.7399
52560 | jun | 6.7054 | 3.59 | 3.1154 | 12.4018
52561 | jul | 6.7624 | 3.8589 | 2.9035 | 12.1301
52563 | jun | 6.7278 | 3.7984 | 2.9294 | 12.167
52565 | jun | 6.7064 | 3.4294 | 3.277 | 12.0858
52566 | jul | 6.7909 | 3.8638 | 2.9271 | 12.2257
52567 | jun | 6.7571 | 3.4955 | 3.2616 | 12.0843
52569 | jul | 6.8607 | 3.974 | 2.8868 | 11.7273
52570 | jun | 6.6519 | 3.4728 | 3.1791 | 12.4251
52571 | jul | 6.8238 | 4.0052 | 2.8185 | 11.6846
52572 | jun | 6.6045 | 3.7556 | 2.8489 | 12.1591
52573 | jun | 6.6793 | 3.3855 | 3.2938 | 12.0932
52574 | jul | 6.8474 | 4.0307 | 2.8167 | 11.791
52576 | jun | 6.7389 | 3.7264 | 3.0125 | 11.9826
52577 | jul | 6.7746 | 3.8736 | 2.9011 | 11.6105
52580 | jun | 6.7449 | 3.6376 | 3.1073 | 11.9405
52581 | jul | 6.8351 | 4.0191 | 2.816 | 11.8335
52583 | jul | 6.839 | 4.0029 | 2.836 | 11.9636
52584 | jun | 6.6431 | 3.5364 | 3.1068 | 12.5052
52585 | jun | 6.7457 | 3.6628 | 3.0829 | 11.9698
52586 | jul | 6.7261 | 3.8542 | 2.8719 | 11.5457
52588 | jun | 6.7272 | 3.507 | 3.2202 | 12.2583
52590 | jun | 6.5638 | 3.7506 | 2.8132 | 12.0059
52591 | jun | 6.6989 | 3.8578 | 2.8411 | 11.7235
52593 | jun | 6.6379 | 3.8134 | 2.8245 | 11.9369
52594 | jun | 6.6599 | 3.8223 | 2.8377 | 11.9601
52601 | jul | 6.5212 | 3.6215 | 2.8996 | 11.2479
52619 | jun | 6.677 | 3.3799 | 3.2971 | 11.7065
52620 | jun | 6.6897 | 3.4142 | 3.2755 | 11.6051
52621 | jun | 6.6749 | 3.6876 | 2.9873 | 12.3521
52623 | jun | 6.595 | 3.6628 | 2.9322 | 11.064
52624 | jun | 6.6053 | 3.5994 | 3.0059 | 11.1219
52625 | jun | 6.665 | 3.4449 | 3.2201 | 11.3588
52626 | jun | 6.6615 | 3.3937 | 3.2678 | 11.6884
52627 | jun | 6.6394 | 3.5541 | 3.0854 | 11.208
52630 | jun | 6.6686 | 3.4718 | 3.1968 | 11.2096
52631 | jun | 6.6772 | 3.4378 | 3.2394 | 11.3728
52632 | jun | 6.6665 | 3.3693 | 3.2972 | 11.6518
52635 | jun | 6.7061 | 3.5167 | 3.1894 | 11.577
52637 | jul | 6.5175 | 3.6679 | 2.8496 | 11.4937
52638 | jun | 6.5893 | 3.6962 | 2.8931 | 11.2129
52639 | jun | 6.6775 | 3.4137 | 3.2638 | 11.5538
52640 | jun | 6.6154 | 3.7546 | 2.8608 | 11.5519
52641 | jun | 6.6413 | 3.606 | 3.0353 | 11.1608
52644 | jun | 6.6221 | 3.7012 | 2.9209 | 11.273
52645 | jun | 6.6033 | 3.6583 | 2.945 | 10.9454
52646 | jul | 6.5292 | 3.6976 | 2.8316 | 11.5156
52647 | jun | 6.6618 | 3.6701 | 2.9917 | 11.8471
52649 | jun | 6.6365 | 3.5257 | 3.1109 | 10.9163
52650 | jul | 6.5098 | 3.6517 | 2.858 | 11.3792
52651 | jun | 6.701 | 3.4488 | 3.2522 | 11.4685
52653 | jul | 6.5355 | 3.6895 | 2.8461 | 11.855
52654 | jun | 6.6999 | 3.6318 | 3.0681 | 12.1363
52655 | jun | 6.5882 | 3.7051 | 2.8831 | 11.223
52656 | jun | 6.6246 | 3.5394 | 3.0852 | 11.104
52657 | jun | 6.6296 | 3.5208 | 3.1088 | 11.0234
52658 | jun | 6.6083 | 3.6676 | 2.9407 | 11.0518
52659 | jun | 6.6418 | 3.7134 | 2.9284 | 11.7207
52660 | jun | 6.6019 | 3.7278 | 2.8741 | 11.3045
52701 | jul | 6.2619 | 3.6406 | 2.6212 | 7.3033
52720 | jul | 6.5139 | 3.6187 | 2.8952 | 11.8445
52721 | jul | 6.4762 | 3.6316 | 2.8446 | 11.0859
52722 | jun | 6.6436 | 3.8637 | 2.7799 | 9.5248
52726 | jun | 6.6023 | 3.8495 | 2.7528 | 11.1439
52727 | jul | 6.3316 | 3.5863 | 2.7453 | 8.4944
52728 | jun | 6.6013 | 3.8619 | 2.7394 | 10.8024
52729 | jul | 6.4702 | 3.6523 | 2.8179 | 10.8239
52730 | jul | 6.4098 | 3.6677 | 2.7421 | 9.6256
52731 | jul | 6.3751 | 3.5516 | 2.8235 | 9.1657
52732 | jul | 6.3304 | 3.6016 | 2.7287 | 8.4567
52738 | jul | 6.5728 | 3.6661 | 2.9067 | 12.2491
52739 | jul | 6.5968 | 3.6198 | 2.977 | 12.414
52742 | jul | 6.4199 | 3.6581 | 2.7617 | 9.934
52745 | jun | 6.5956 | 3.8434 | 2.7523 | 11.1523
52746 | jun | 6.5975 | 3.8394 | 2.7581 | 10.9348
52747 | jul | 6.5092 | 3.7423 | 2.7669 | 11.5262
52748 | jun | 6.6194 | 3.8344 | 2.785 | 10.4543
52749 | jul | 6.547 | 3.6852 | 2.8618 | 12.1346
52750 | jul | 6.3718 | 3.5909 | 2.7809 | 9.1045
52751 | jul | 6.4458 | 3.6108 | 2.8351 | 10.423
52753 | jun | 6.6138 | 3.8804 | 2.7334 | 9.367
52754 | jul | 6.5553 | 3.6521 | 2.9032 | 12.2365
52755 | jul | 6.6092 | 3.5746 | 3.0345 | 12.3796
52756 | jun | 6.5789 | 3.8493 | 2.7296 | 10.4354
52760 | jul | 6.5154 | 3.6534 | 2.862 | 11.854
52761 | jul | 6.5322 | 3.7138 | 2.8184 | 11.939
52765 | jul | 6.4851 | 3.6879 | 2.7971 | 11.177
52766 | jul | 6.5657 | 3.608 | 2.9577 | 12.2452
52768 | jun | 6.5889 | 3.8718 | 2.717 | 9.6914
52769 | jun | 6.5939 | 3.8444 | 2.7495 | 11.3876
52772 | jul | 6.4772 | 3.5757 | 2.9015 | 11.1232
52773 | jun | 6.6078 | 3.831 | 2.7769 | 11.2311
52774 | jul | 6.4297 | 3.5838 | 2.8459 | 10.0598
52776 | jul | 6.5349 | 3.5861 | 2.9488 | 11.9633
52777 | jul | 6.4548 | 3.5821 | 2.8727 | 10.6669
52778 | jul | 6.5096 | 3.6984 | 2.8112 | 11.6252
52801 | jun | 6.6744 | 3.8219 | 2.8525 | 10.1155
52802 | jun | 6.6478 | 3.8346 | 2.8133 | 10.3508
52803 | jun | 6.6717 | 3.8254 | 2.8463 | 10.0965
52804 | jun | 6.6346 | 3.8289 | 2.8058 | 10.7954
52806 | jun | 6.6576 | 3.8095 | 2.8481 | 10.8229
52807 | jun | 6.6494 | 3.8335 | 2.8159 | 10.1656
53001 | jul | 5.954 | 3.0557 | 2.8983 | 8.0866
53002 | jul | 6.0135 | 3.2866 | 2.7269 | 7.8229
53004 | jul | 6.0046 | 2.9793 | 3.0254 | 8.4265
53005 | jul | 6.107 | 3.2289 | 2.8781 | 8.3843
53006 | jul | 6.0759 | 3.2775 | 2.7983 | 7.9559
53007 | jul | 6.1056 | 3.1777 | 2.9279 | 8.5833
53010 | jul | 5.9832 | 3.1546 | 2.8287 | 8.0192
53011 | jul | 5.9442 | 3.0607 | 2.8835 | 7.9974
53012 | jul | 6.0529 | 3.0934 | 2.9595 | 8.5046
53013 | jul | 5.9974 | 2.9598 | 3.0376 | 8.3682
53014 | jul | 5.9645 | 3.0401 | 2.9244 | 7.6576
53015 | jul | 5.924 | 2.9564 | 2.9676 | 8.1022
53017 | jul | 6.0795 | 3.3306 | 2.7489 | 7.8708
53018 | jul | 6.1875 | 3.5174 | 2.6701 | 7.5609
53019 | jul | 5.994 | 3.1137 | 2.8802 | 8.1293
53020 | jul | 5.8998 | 3.0181 | 2.8817 | 7.841
53021 | jul | 5.9923 | 3.0457 | 2.9466 | 8.3105
53022 | jul | 6.0758 | 3.1781 | 2.8977 | 8.3681
53023 | jul | 5.926 | 3.0535 | 2.8726 | 7.8303
53024 | jul | 6.0378 | 3.0207 | 3.017 | 8.624
53027 | jul | 6.0543 | 3.3905 | 2.6639 | 7.6728
53029 | jul | 6.1262 | 3.4403 | 2.6858 | 7.6891
53032 | jul | 6.131 | 3.5159 | 2.6151 | 7.5751
53033 | jul | 6.0686 | 3.3272 | 2.7413 | 7.8348
53034 | jul | 6.151 | 3.5848 | 2.5662 | 7.4979
53035 | jul | 6.1146 | 3.492 | 2.6226 | 7.6292
53036 | jun | 6.0039 | 3.4728 | 2.5311 | 7.3701
53037 | jul | 6.0496 | 3.1975 | 2.8522 | 8.1633
53038 | jun | 6.0762 | 3.5665 | 2.5097 | 7.0782
53039 | jul | 6.1514 | 3.645 | 2.5064 | 7.3143
53040 | jul | 5.9874 | 3.1541 | 2.8333 | 8.0309
53042 | jul | 5.8875 | 3.0179 | 2.8695 | 7.7496
53044 | jul | 5.975 | 2.9199 | 3.0551 | 8.3736
53045 | jul | 6.1106 | 3.2835 | 2.8271 | 8.1949
53046 | jul | 6.0926 | 3.2555 | 2.8371 | 8.2176
53048 | jul | 6.0343 | 3.2746 | 2.7597 | 7.9345
53049 | jul | 6.023 | 3.0448 | 2.9782 | 7.9948
53050 | jul | 6.0968 | 3.3977 | 2.6991 | 7.7194
53051 | jul | 6.095 | 3.2165 | 2.8785 | 8.3743
53057 | jul | 5.969 | 3.0673 | 2.9016 | 7.959
53058 | jul | 6.1718 | 3.5074 | 2.6645 | 7.5864
53059 | jul | 6.1349 | 3.5545 | 2.5804 | 7.5245
53061 | jul | 5.9218 | 3.0287 | 2.8931 | 7.7673
53063 | jul | 5.9099 | 2.9805 | 2.9294 | 7.9845
53065 | jul | 6.0974 | 3.2557 | 2.8417 | 7.952
53066 | jul | 6.1666 | 3.5764 | 2.5902 | 7.4653
53069 | jul | 6.1733 | 3.5298 | 2.6435 | 7.5456
53070 | jul | 6.0008 | 2.9326 | 3.0682 | 8.4084
53072 | jul | 6.1246 | 3.3885 | 2.7361 | 7.8648
53073 | jul | 5.9173 | 3.0172 | 2.9 | 7.9813
53074 | jul | 6.02 | 2.9831 | 3.0369 | 8.5422
53075 | jul | 5.9699 | 3.0335 | 2.9364 | 8.2008
53076 | jul | 6.0598 | 3.266 | 2.7938 | 7.9796
53078 | jul | 6.0843 | 3.4706 | 2.6137 | 7.5917
53079 | jul | 5.9563 | 3.0558 | 2.9005 | 7.8784
53080 | jul | 6.0197 | 3.0452 | 2.9745 | 8.4661
53081 | jul | 5.9962 | 2.8987 | 3.0975 | 8.4244
53083 | jul | 5.9564 | 2.928 | 3.0284 | 8.2807
53085 | jul | 5.9473 | 2.9543 | 2.993 | 8.2516
53086 | jul | 6.04 | 3.3045 | 2.7355 | 7.7982
53089 | jul | 6.0942 | 3.336 | 2.7582 | 7.9277
53090 | jul | 6.008 | 3.173 | 2.835 | 8.0668
53091 | jul | 6.035 | 3.3328 | 2.7022 | 7.7894
53092 | jul | 6.0698 | 3.0528 | 3.017 | 8.699
53093 | jul | 5.9453 | 3.0024 | 2.9428 | 8.1569
53094 | jun | 6.0442 | 3.5424 | 2.5018 | 7.1467
53095 | jul | 6.0277 | 3.179 | 2.8487 | 8.1283
53097 | jul | 6.068 | 3.0853 | 2.9827 | 8.6097
53098 | jun | 5.9985 | 3.5183 | 2.4803 | 7.2149
53103 | jul | 6.1632 | 3.4314 | 2.7318 | 7.6071
53104 | jun | 6.0205 | 3.3865 | 2.634 | 6.8037
53105 | jul | 6.1837 | 3.5565 | 2.6272 | 7.1755
53108 | jul | 6.0803 | 3.3371 | 2.7432 | 7.1113
53110 | jul | 6.0528 | 3.1948 | 2.858 | 7.522
53114 | jul | 6.1759 | 3.6965 | 2.4794 | 6.8026
53115 | jul | 6.1809 | 3.6831 | 2.4978 | 6.8678
53118 | jul | 6.1881 | 3.6064 | 2.5817 | 7.3958
53119 | jul | 6.1875 | 3.607 | 2.5805 | 7.3256
53120 | jul | 6.1823 | 3.5862 | 2.596 | 7.2567
53121 | jul | 6.1776 | 3.6443 | 2.5333 | 7.0376
53122 | jul | 6.1043 | 3.2262 | 2.8781 | 8.3579
53125 | jul | 6.1989 | 3.6465 | 2.5524 | 6.9081
53126 | jul | 6.1083 | 3.3818 | 2.7265 | 7.1278
53128 | jul | 6.1889 | 3.6098 | 2.5791 | 7.0278
53129 | jul | 6.059 | 3.2627 | 2.7963 | 7.5999
53130 | jul | 6.0696 | 3.284 | 2.7855 | 7.686
53132 | jul | 6.0685 | 3.3103 | 2.7582 | 7.3915
53137 | jun | 6.0901 | 3.5459 | 2.5443 | 7.2483
53139 | jul | 6.1685 | 3.4917 | 2.6769 | 7.1443
53140 | jun | 5.926 | 3.1959 | 2.7301 | 6.6186
53142 | jun | 6.0005 | 3.3316 | 2.6689 | 6.6806
53143 | jun | 5.9731 | 3.2525 | 2.7205 | 6.6151
53144 | jun | 5.9502 | 3.2667 | 2.6835 | 6.6855
53146 | jul | 6.1176 | 3.34 | 2.7776 | 7.848
53147 | jul | 6.1897 | 3.6257 | 2.564 | 6.9967
53149 | jul | 6.1877 | 3.522 | 2.6658 | 7.4555
53150 | jul | 6.1132 | 3.3713 | 2.742 | 7.5521
53151 | jul | 6.0927 | 3.29 | 2.8026 | 7.9122
53153 | jul | 6.1946 | 3.5517 | 2.6429 | 7.4312
53154 | jul | 6.0528 | 3.2685 | 2.7843 | 7.2091
53156 | jun | 6.1193 | 3.551 | 2.5684 | 7.286
53158 | jun | 5.9983 | 3.3199 | 2.6784 | 6.6888
53168 | jul | 6.1837 | 3.5541 | 2.6296 | 6.9423
53170 | jul | 6.1876 | 3.5715 | 2.6161 | 6.9591
53172 | jul | 6.0503 | 3.2232 | 2.8271 | 7.3159
53177 | jul | 6.1181 | 3.4297 | 2.6884 | 6.8081
53178 | jun | 6.0604 | 3.5117 | 2.5487 | 7.3112
53179 | jul | 6.1961 | 3.5873 | 2.6088 | 6.9295
53181 | jun | 6.1416 | 3.5363 | 2.6053 | 7.0238
53182 | jul | 6.149 | 3.4616 | 2.6874 | 7.0407
53183 | jul | 6.1839 | 3.5115 | 2.6725 | 7.5558
53184 | jul | 6.1975 | 3.6545 | 2.543 | 6.8974
53185 | jul | 6.166 | 3.4621 | 2.7039 | 7.4458
53186 | jul | 6.1259 | 3.3564 | 2.7695 | 7.9211
53188 | jul | 6.1512 | 3.4347 | 2.7165 | 7.7314
53189 | jul | 6.1689 | 3.4506 | 2.7182 | 7.6545
53190 | jun | 6.1143 | 3.6284 | 2.4859 | 7.0307
53191 | jul | 6.1962 | 3.6457 | 2.5505 | 6.8888
53202 | jul | 6.0798 | 3.106 | 2.9738 | 8.3468
53203 | jul | 6.0812 | 3.1233 | 2.9578 | 8.3136
53204 | jul | 6.0755 | 3.1468 | 2.9287 | 8.1674
53205 | jul | 6.0898 | 3.1147 | 2.975 | 8.4615
53206 | jul | 6.0969 | 3.0968 | 3.0001 | 8.6167
53207 | jul | 6.0563 | 3.1817 | 2.8746 | 7.764
53208 | jul | 6.0898 | 3.1463 | 2.9435 | 8.3781
53209 | jul | 6.0909 | 3.0795 | 3.0114 | 8.6948
53210 | jul | 6.099 | 3.1308 | 2.9682 | 8.5554
53211 | jul | 6.0836 | 3.072 | 3.0116 | 8.5464
53212 | jul | 6.0921 | 3.0811 | 3.011 | 8.6034
53213 | jul | 6.0955 | 3.1658 | 2.9297 | 8.4098
53214 | jul | 6.0885 | 3.2008 | 2.8877 | 8.2077
53215 | jul | 6.0709 | 3.1778 | 2.8931 | 8.017
53216 | jul | 6.1026 | 3.1178 | 2.9848 | 8.6568
53217 | jul | 6.0798 | 3.0501 | 3.0297 | 8.7086
53218 | jul | 6.0977 | 3.1183 | 2.9793 | 8.6498
53219 | jul | 6.0769 | 3.2066 | 2.8702 | 8.0203
53220 | jul | 6.0664 | 3.2344 | 2.832 | 7.7891
53221 | jul | 6.0541 | 3.2192 | 2.835 | 7.6596
53222 | jul | 6.107 | 3.1637 | 2.9432 | 8.5967
53223 | jul | 6.0861 | 3.1001 | 2.986 | 8.6484
53224 | jul | 6.0904 | 3.1377 | 2.9528 | 8.5883
53225 | jul | 6.1018 | 3.1555 | 2.9462 | 8.6043
53226 | jul | 6.0999 | 3.1921 | 2.9078 | 8.4033
53227 | jul | 6.0845 | 3.2367 | 2.8478 | 8.0454
53228 | jul | 6.0757 | 3.2601 | 2.8156 | 7.8463
53233 | jul | 6.0832 | 3.1319 | 2.9513 | 8.3214
53235 | jul | 6.057 | 3.1736 | 2.8834 | 7.7135
53402 | jul | 6.0784 | 3.2974 | 2.781 | 6.9435
53403 | jun | 5.8591 | 3.1173 | 2.7418 | 6.7006
53404 | jul | 6.0869 | 3.3275 | 2.7594 | 6.8003
53405 | jun | 5.8222 | 3.0791 | 2.7431 | 6.7635
53406 | jul | 6.0967 | 3.3736 | 2.7231 | 6.7873
53502 | jun | 6.1128 | 3.7368 | 2.376 | 6.5511
53503 | jun | 5.9764 | 3.7172 | 2.2592 | 7.0596
53504 | jul | 6.0525 | 3.8325 | 2.22 | 6.5833
53505 | jun | 6.1715 | 3.7189 | 2.4527 | 6.7884
53506 | jun | 6.0215 | 3.7112 | 2.3103 | 7.598
53507 | jun | 5.9836 | 3.789 | 2.1946 | 6.7504
53508 | jun | 6.0111 | 3.7306 | 2.2806 | 6.4646
53510 | jul | 6.0626 | 3.7915 | 2.271 | 6.9828
53511 | jul | 6.1582 | 3.7285 | 2.4297 | 6.6817
53515 | jun | 5.9422 | 3.6834 | 2.2588 | 6.6913
53516 | jul | 6.0157 | 3.8408 | 2.175 | 6.5339
53517 | jun | 5.9634 | 3.7513 | 2.2121 | 6.6542
53518 | jun | 5.9856 | 3.5813 | 2.4043 | 8.5888
53520 | jun | 6.1734 | 3.7923 | 2.3811 | 6.504
53521 | jun | 6.0398 | 3.6809 | 2.3589 | 6.572
53522 | jul | 6.086 | 3.8161 | 2.27 | 6.4135
53523 | jun | 6.0443 | 3.595 | 2.4492 | 6.9245
53525 | jul | 6.1696 | 3.7117 | 2.4578 | 6.7396
53526 | jun | 6.0432 | 3.7934 | 2.2498 | 7.3188
53527 | jun | 5.9749 | 3.5477 | 2.4272 | 6.8271
53528 | jun | 5.9232 | 3.6517 | 2.2715 | 6.4771
53529 | jun | 5.8951 | 3.5752 | 2.3199 | 6.3926
53530 | jul | 6.0508 | 3.8275 | 2.2233 | 6.9263
53531 | jun | 6.0121 | 3.562 | 2.4502 | 6.8895
53532 | jun | 5.8986 | 3.5256 | 2.373 | 6.4617
53533 | jun | 6.0158 | 3.8241 | 2.1917 | 6.9431
53534 | jun | 6.0791 | 3.6441 | 2.435 | 6.8215
53536 | jun | 6.1032 | 3.6906 | 2.4127 | 6.5989
53538 | jun | 6.0854 | 3.6109 | 2.4746 | 7.0622
53541 | jul | 6.07 | 3.8053 | 2.2648 | 6.7946
53543 | jun | 6.0304 | 3.7444 | 2.2861 | 7.545
53544 | jun | 6.0055 | 3.86 | 2.1455 | 6.5917
53545 | jun | 6.1376 | 3.6975 | 2.4401 | 6.7603
53546 | jun | 6.1753 | 3.7406 | 2.4348 | 6.7499
53548 | jun | 6.1649 | 3.7271 | 2.4378 | 6.6802
53549 | jun | 6.0912 | 3.5793 | 2.5119 | 7.1475
53550 | jul | 6.104 | 3.7817 | 2.3223 | 6.2829
53551 | jun | 6.0572 | 3.5787 | 2.4785 | 7.0006
53553 | jun | 6.044 | 3.8445 | 2.1995 | 7.0949
53554 | jun | 6.0764 | 3.7858 | 2.2906 | 7.4113
53555 | jun | 5.8683 | 3.5638 | 2.3045 | 6.3957
53556 | jun | 6.007 | 3.6589 | 2.3481 | 7.7542
53557 | jun | 5.9817 | 3.5058 | 2.4759 | 7.1622
53558 | jun | 5.9666 | 3.573 | 2.3935 | 6.7651
53559 | jun | 5.997 | 3.5413 | 2.4557 | 6.8392
53560 | jun | 5.9458 | 3.6469 | 2.2989 | 6.8855
53561 | jun | 5.8257 | 3.5584 | 2.2673 | 6.3503
53562 | jun | 5.9154 | 3.6173 | 2.2981 | 6.4334
53563 | jun | 6.0954 | 3.6742 | 2.4213 | 6.8225
53565 | jul | 6.0244 | 3.8441 | 2.1803 | 6.8947
53566 | jul | 6.0842 | 3.8091 | 2.2751 | 6.2839
53569 | jun | 6.0572 | 3.7635 | 2.2937 | 7.5481
53570 | jul | 6.0739 | 3.8096 | 2.2643 | 6.3762
53572 | jun | 5.9591 | 3.7586 | 2.2004 | 6.3772
53573 | jun | 6.0009 | 3.6488 | 2.3521 | 8.1272
53574 | jun | 6.0256 | 3.7913 | 2.2342 | 6.3653
53575 | jun | 5.9802 | 3.6341 | 2.3461 | 6.6035
53576 | jun | 6.1764 | 3.7619 | 2.4145 | 6.5586
53577 | jun | 5.9235 | 3.6484 | 2.2751 | 7.0791
53578 | jun | 5.9042 | 3.6117 | 2.2925 | 6.8271
53579 | jun | 6.0155 | 3.5253 | 2.4902 | 7.13
53580 | jun | 6.0679 | 3.8261 | 2.2418 | 7.1451
53581 | jun | 5.922 | 3.5924 | 2.3296 | 7.8295
53582 | jun | 5.9955 | 3.7966 | 2.1989 | 6.8472
53583 | jun | 5.9332 | 3.6252 | 2.3081 | 6.9528
53585 | jul | 6.1864 | 3.6797 | 2.5066 | 6.8385
53586 | jul | 6.0689 | 3.7712 | 2.2976 | 6.7468
53587 | jul | 6.0803 | 3.8194 | 2.2609 | 6.5779
53588 | jun | 5.9899 | 3.7026 | 2.2874 | 7.2299
53589 | jun | 6.0165 | 3.6058 | 2.4106 | 6.8227
53590 | jun | 5.9341 | 3.5206 | 2.4135 | 6.6563
53593 | jun | 5.953 | 3.6837 | 2.2693 | 6.4508
53594 | jun | 6.0322 | 3.5503 | 2.4819 | 6.9976
53597 | jun | 5.9042 | 3.5677 | 2.3365 | 6.4482
53598 | jun | 5.9061 | 3.5318 | 2.3743 | 6.5043
53703 | jun | 5.9329 | 3.5582 | 2.3747 | 6.6991
53704 | jun | 5.921 | 3.5503 | 2.3707 | 6.6216
53705 | jun | 5.9272 | 3.5906 | 2.3366 | 6.5871
53706 | jun | 5.9281 | 3.563 | 2.3651 | 6.6806
53711 | jun | 5.9483 | 3.602 | 2.3463 | 6.6123
53713 | jun | 5.9421 | 3.5802 | 2.3619 | 6.661
53714 | jun | 5.9319 | 3.5382 | 2.3936 | 6.7181
53715 | jun | 5.9346 | 3.5692 | 2.3654 | 6.6757
53716 | jun | 5.9401 | 3.5511 | 2.389 | 6.736
53717 | jun | 5.9244 | 3.6186 | 2.3058 | 6.487
53718 | jun | 5.9377 | 3.5348 | 2.4029 | 6.7336
53719 | jun | 5.9399 | 3.6298 | 2.3101 | 6.5167
53726 | jun | 5.9297 | 3.5724 | 2.3573 | 6.6544
53801 | jun | 6.2756 | 3.5165 | 2.7591 | 9.8103
53803 | jul | 6.0974 | 3.7312 | 2.3662 | 6.7263
53804 | jun | 6.2221 | 3.6308 | 2.5913 | 8.8983
53805 | jun | 6.0397 | 3.5955 | 2.4442 | 8.7585
53806 | jul | 6.206 | 3.5803 | 2.6257 | 8.7051
53807 | jul | 6.1134 | 3.7083 | 2.405 | 6.8317
53809 | jun | 6.0915 | 3.6866 | 2.4049 | 8.2669
53810 | jun | 6.2772 | 3.5991 | 2.6781 | 9.2518
53811 | jul | 6.1378 | 3.671 | 2.4668 | 6.7236
53813 | jun | 6.1524 | 3.7113 | 2.4411 | 8.1009
53816 | jun | 6.1593 | 3.6049 | 2.5544 | 9.0572
53818 | jul | 6.0941 | 3.7398 | 2.3543 | 7.1895
53820 | jul | 6.1564 | 3.6549 | 2.5014 | 7.6545
53821 | jun | 6.2128 | 3.4993 | 2.7135 | 9.8964
53825 | jun | 6.0993 | 3.7341 | 2.3652 | 7.862
53826 | jun | 6.12 | 3.5129 | 2.607 | 9.6134
53827 | jun | 6.1155 | 3.5719 | 2.5437 | 9.2288
53901 | jun | 5.8373 | 3.4715 | 2.3657 | 6.6707
53910 | jun | 5.7843 | 3.4418 | 2.3425 | 6.71
53911 | jun | 5.8882 | 3.5161 | 2.3722 | 6.4422
53913 | jun | 5.8261 | 3.5457 | 2.2804 | 6.4883
53916 | jun | 5.9435 | 3.4483 | 2.4952 | 7.0898
53919 | jul | 6.0595 | 3.3887 | 2.6707 | 7.1414
53920 | jun | 5.8242 | 3.4534 | 2.3708 | 6.7805
53922 | jul | 6.1244 | 3.4956 | 2.6288 | 7.4048
53923 | jul | 6.0204 | 3.5914 | 2.429 | 6.7071
53924 | jun | 5.8556 | 3.6023 | 2.2533 | 7.0951
53925 | jun | 5.943 | 3.5022 | 2.4408 | 6.7765
53926 | jul | 6.0204 | 3.5437 | 2.4767 | 6.9727
53929 | jun | 5.7897 | 3.5775 | 2.2122 | 6.654
53930 | jun | 5.8284 | 3.4232 | 2.4052 | 6.8622
53932 | jun | 5.8897 | 3.4747 | 2.4149 | 6.6639
53933 | jul | 6.0628 | 3.5407 | 2.5221 | 7.0075
53934 | jun | 5.7727 | 3.4183 | 2.3543 | 6.6757
53936 | jun | 5.7849 | 3.4126 | 2.3723 | 6.7239
53937 | jun | 5.8753 | 3.6292 | 2.2461 | 7.0108
53939 | jul | 6.024 | 3.5257 | 2.4983 | 6.9974
53941 | jun | 5.8275 | 3.5799 | 2.2476 | 6.7751
53943 | jun | 5.8526 | 3.628 | 2.2247 | 6.7205
53944 | jun | 5.8106 | 3.5187 | 2.2919 | 6.8149
53946 | jul | 6.0301 | 3.4917 | 2.5384 | 7.0128
53947 | jul | 6.0263 | 3.4957 | 2.5306 | 7.157
53948 | jun | 5.7938 | 3.5273 | 2.2665 | 6.7512
53949 | jun | 5.8318 | 3.3611 | 2.4707 | 7.135
53950 | jun | 5.7871 | 3.538 | 2.2491 | 6.6511
53951 | jun | 5.8491 | 3.6049 | 2.2442 | 6.5916
53952 | jun | 5.8069 | 3.4115 | 2.3954 | 6.8223
53954 | jun | 5.8505 | 3.4474 | 2.4031 | 6.6761
53955 | jun | 5.8773 | 3.5079 | 2.3693 | 6.4771
53956 | jun | 5.8795 | 3.4304 | 2.4491 | 6.7799
53959 | jun | 5.8279 | 3.5771 | 2.2508 | 6.6885
53960 | jun | 5.8552 | 3.482 | 2.3732 | 6.4768
53961 | jun | 5.8279 | 3.5974 | 2.2305 | 6.5808
53963 | jul | 6.0913 | 3.4213 | 2.67 | 7.3146
53964 | jun | 5.7941 | 3.3464 | 2.4476 | 7.0377
53965 | jun | 5.8084 | 3.486 | 2.3224 | 6.6794
53968 | jun | 5.8151 | 3.5771 | 2.238 | 6.7849
54001 | jul | 6.2645 | 3.5312 | 2.7333 | 9.7934
54002 | jul | 6.332 | 3.502 | 2.83 | 10.2144
54003 | jul | 6.4074 | 3.512 | 2.8954 | 10.5285
54004 | jul | 6.167 | 3.5521 | 2.6149 | 9.0002
54005 | jul | 6.2505 | 3.5292 | 2.7213 | 9.4516
54006 | jul | 6.2827 | 3.5228 | 2.7599 | 10.0054
54007 | jul | 6.2983 | 3.5079 | 2.7904 | 9.9643
54009 | jul | 6.3424 | 3.4963 | 2.8461 | 10.4361
54011 | jul | 6.4193 | 3.5212 | 2.8981 | 10.6791
54013 | jul | 6.2486 | 3.5126 | 2.7359 | 9.5666
54014 | jul | 6.4794 | 3.5275 | 2.9519 | 11.2098
54015 | jul | 6.3805 | 3.488 | 2.8925 | 10.5939
54016 | jul | 6.5074 | 3.4247 | 3.0827 | 11.7624
54017 | jul | 6.4125 | 3.4689 | 2.9436 | 10.7913
54020 | jul | 6.4162 | 3.464 | 2.9522 | 10.9795
54021 | jul | 6.5574 | 3.4649 | 3.0925 | 11.8808
54022 | jul | 6.4689 | 3.4661 | 3.0028 | 11.3277
54023 | jul | 6.433 | 3.4642 | 2.9688 | 10.9911
54024 | jul | 6.3101 | 3.5092 | 2.8009 | 10.2229
54025 | jul | 6.4875 | 3.4311 | 3.0564 | 11.5008
54026 | jul | 6.3985 | 3.4766 | 2.9219 | 10.7072
54027 | jul | 6.2529 | 3.5107 | 2.7422 | 9.5113
54028 | jul | 6.2761 | 3.5112 | 2.7649 | 9.7616
54082 | jul | 6.5291 | 3.4069 | 3.1222 | 11.9364
54101 | jul | 5.7442 | 3.1802 | 2.564 | 5.9417
54102 | jul | 5.5711 | 3.1347 | 2.4363 | 4.5002
54103 | jul | 5.3682 | 3.2731 | 2.0951 | 2.2339
54104 | jul | 5.5431 | 3.2588 | 2.2843 | 3.8106
54106 | jul | 5.8996 | 3.2359 | 2.6637 | 6.6101
54107 | jul | 5.7724 | 3.2718 | 2.5006 | 5.7435
54110 | jul | 5.9094 | 3.0221 | 2.8873 | 7.5807
54111 | jul | 5.7304 | 3.2753 | 2.4551 | 5.4066
54112 | jul | 5.7133 | 3.2736 | 2.4397 | 5.0233
54113 | jul | 5.9539 | 3.0847 | 2.8693 | 7.3304
54114 | jul | 5.6495 | 3.2384 | 2.4111 | 4.6531
54115 | jul | 5.8718 | 2.989 | 2.8827 | 7.5543
54119 | jul | 5.49 | 3.1858 | 2.3042 | 3.8169
54120 | jul | 5.3585 | 3.2382 | 2.1203 | 2.1608
54121 | jul | 5.3805 | 3.1801 | 2.2004 | 2.3902
54124 | jul | 5.7165 | 3.2904 | 2.4261 | 5.1442
54125 | jul | 5.4282 | 3.2543 | 2.1739 | 2.9906
54126 | jul | 5.8725 | 3.0124 | 2.8601 | 7.5038
54128 | jul | 5.6673 | 3.4146 | 2.2527 | 4.1293
54129 | jul | 5.9536 | 3.0461 | 2.9075 | 7.4892
54130 | jul | 5.9256 | 3.0493 | 2.8763 | 7.4309
54135 | jul | 5.6466 | 3.3736 | 2.2729 | 4.1627
54136 | jul | 5.9585 | 3.1069 | 2.8516 | 7.2317
54137 | jul | 5.7385 | 3.2164 | 2.522 | 5.8061
54138 | jul | 5.5312 | 3.3268 | 2.2044 | 3.5036
54139 | jul | 5.7291 | 3.2724 | 2.4567 | 5.185
54140 | jul | 5.9492 | 3.0914 | 2.8577 | 7.2878
54141 | jul | 5.7645 | 3.1221 | 2.6424 | 6.3212
54143 | jul | 5.6832 | 3.0726 | 2.6106 | 5.284
54149 | jul | 5.5977 | 3.3369 | 2.2608 | 3.9379
54150 | jul | 5.591 | 3.45 | 2.141 | 3.3574
54151 | jul | 5.489 | 3.0889 | 2.4 | 3.8728
54153 | jul | 5.7405 | 3.2275 | 2.513 | 5.4218
54154 | jul | 5.7318 | 3.248 | 2.4838 | 5.4522
54155 | jul | 5.8669 | 3.0466 | 2.8203 | 7.1375
54156 | jul | 5.5186 | 3.0723 | 2.4463 | 4.3187
54157 | jul | 5.7055 | 3.1667 | 2.5388 | 5.2123
54159 | jul | 5.6726 | 3.1288 | 2.5439 | 5.0708
54161 | jul | 5.6858 | 3.2775 | 2.4084 | 4.817
54162 | jul | 5.8009 | 3.1745 | 2.6264 | 6.2738
54165 | jul | 5.8814 | 3.134 | 2.7474 | 6.8277
54166 | jul | 5.7343 | 3.3502 | 2.3841 | 5.1202
54169 | jul | 5.9637 | 3.0631 | 2.9006 | 7.4135
54170 | jul | 5.8815 | 3.3153 | 2.5662 | 6.4084
54171 | jul | 5.7617 | 3.1402 | 2.6214 | 6.2836
54173 | jul | 5.815 | 3.0491 | 2.7659 | 6.899
54174 | jul | 5.6861 | 3.3092 | 2.3769 | 4.7627
54175 | jul | 5.4838 | 3.3849 | 2.0989 | 2.872
54177 | jul | 5.6293 | 3.105 | 2.5242 | 4.8438
54180 | jul | 5.904 | 3.0119 | 2.8921 | 7.5617
54201 | jul | 5.6953 | 2.9071 | 2.7882 | 6.1178
54202 | jul | 5.572 | 2.6605 | 2.9115 | 5.106
54204 | jul | 5.7038 | 2.999 | 2.7047 | 5.8711
54205 | jul | 5.7117 | 2.9866 | 2.725 | 6.1771
54208 | jul | 5.7989 | 3.0204 | 2.7785 | 7.1283
54209 | jul | 5.6031 | 2.7617 | 2.8414 | 5.2661
54210 | jul | 5.5215 | 2.5733 | 2.9483 | 4.786
54212 | jul | 5.5786 | 2.7142 | 2.8644 | 5.1264
54213 | jul | 5.691 | 2.9358 | 2.7552 | 5.9076
54216 | jul | 5.7379 | 2.9518 | 2.7861 | 6.7256
54217 | jul | 5.7316 | 3.0171 | 2.7145 | 6.4305
54220 | jul | 5.8872 | 3.0039 | 2.8833 | 7.8287
54227 | jul | 5.8316 | 3.0419 | 2.7897 | 7.3654
54228 | jul | 5.8247 | 2.9894 | 2.8353 | 7.4099
54229 | jul | 5.777 | 3.0227 | 2.7543 | 6.7305
54230 | jul | 5.8818 | 3.0344 | 2.8474 | 7.5806
54234 | jul | 5.551 | 2.6236 | 2.9274 | 4.9602
54235 | jul | 5.6505 | 2.8422 | 2.8083 | 5.5842
54241 | jul | 5.8397 | 2.9553 | 2.8844 | 7.5639
54245 | jul | 5.8945 | 3.0199 | 2.8747 | 7.7709
54246 | jul | 5.4335 | 2.4736 | 2.9599 | 4.4131
54247 | jul | 5.8624 | 3.0426 | 2.8198 | 7.5885
54301 | jul | 5.855 | 2.9762 | 2.8788 | 7.4996
54302 | jul | 5.8463 | 2.9936 | 2.8527 | 7.349
54303 | jul | 5.8576 | 2.9833 | 2.8742 | 7.4206
54304 | jul | 5.8628 | 2.9693 | 2.8934 | 7.5606
54311 | jul | 5.8162 | 3.0099 | 2.8064 | 7.1209
54313 | jul | 5.8432 | 3.0292 | 2.814 | 7.115
54401 | jul | 5.7399 | 3.6148 | 2.1251 | 3.935
54403 | jul | 5.6936 | 3.5838 | 2.1098 | 3.6305
54405 | jul | 5.6559 | 3.719 | 1.9369 | 2.8497
54406 | jul | 5.7979 | 3.468 | 2.3299 | 5.8682
54407 | jul | 5.7748 | 3.4873 | 2.2874 | 5.2916
54408 | jul | 5.6334 | 3.5631 | 2.0703 | 3.2173
54409 | jul | 5.5608 | 3.5464 | 2.0144 | 2.7177
54410 | jul | 5.7626 | 3.7391 | 2.0235 | 3.981
54411 | jul | 5.6597 | 3.706 | 1.9537 | 2.9067
54412 | jul | 5.7512 | 3.7194 | 2.0318 | 3.676
54413 | jul | 5.8321 | 3.7734 | 2.0587 | 5.3389
54414 | jul | 5.6213 | 3.5402 | 2.0812 | 3.2665
54416 | jul | 5.5908 | 3.4713 | 2.1195 | 3.2947
54418 | jul | 5.4718 | 3.4967 | 1.9751 | 2.2902
54420 | jul | 5.7341 | 3.8176 | 1.9165 | 3.7168
54421 | jul | 5.6687 | 3.7333 | 1.9354 | 2.9914
54422 | jul | 5.6584 | 3.7172 | 1.9412 | 3.2295
54423 | jul | 5.7741 | 3.5101 | 2.264 | 5.0283
54424 | jul | 5.4947 | 3.5417 | 1.953 | 2.2647
54425 | jul | 5.649 | 3.7098 | 1.9392 | 2.9116
54426 | jul | 5.703 | 3.698 | 2.005 | 3.2297
54427 | jul | 5.6893 | 3.5325 | 2.1568 | 3.9101
54428 | jul | 5.3934 | 3.5059 | 1.8875 | 1.9132
54430 | jul | 5.5058 | 3.4742 | 2.0316 | 2.6568
54433 | jul | 5.6867 | 3.6655 | 2.0212 | 4.4443
54435 | jul | 5.49 | 3.5915 | 1.8985 | 2.3763
54436 | jul | 5.766 | 3.8399 | 1.9261 | 4.1719
54437 | jul | 5.7365 | 3.774 | 1.9626 | 4.3211
54440 | jul | 5.7304 | 3.5356 | 2.1948 | 4.1176
54441 | jul | 5.7361 | 3.7663 | 1.9698 | 3.3656
54442 | jul | 5.5554 | 3.6449 | 1.9104 | 2.6764
54443 | jul | 5.7912 | 3.6058 | 2.1853 | 4.6889
54446 | jul | 5.7087 | 3.7861 | 1.9225 | 3.6649
54447 | jul | 5.6906 | 3.7006 | 1.99 | 4.2543
54448 | jul | 5.7264 | 3.6565 | 2.07 | 3.6381
54449 | jul | 5.7295 | 3.7832 | 1.9463 | 3.4191
54451 | jul | 5.6175 | 3.7104 | 1.9071 | 2.8728
54452 | jul | 5.6244 | 3.6729 | 1.9514 | 3.0216
54454 | jul | 5.7722 | 3.6725 | 2.0998 | 4.2483
54455 | jul | 5.781 | 3.5897 | 2.1913 | 4.3402
54456 | jul | 5.8111 | 3.8499 | 1.9612 | 4.7124
54457 | jun | 5.7315 | 3.4913 | 2.2402 | 5.9215
54459 | jul | 5.541 | 3.7222 | 1.8188 | 2.1513
54460 | jul | 5.6749 | 3.7304 | 1.9445 | 3.6154
54462 | jul | 5.4087 | 3.4687 | 1.94 | 2.0239
54463 | jul | 5.3752 | 3.4948 | 1.8804 | 1.7824
54465 | jul | 5.4097 | 3.4591 | 1.9506 | 2.0521
54466 | jul | 5.8131 | 3.8209 | 1.9922 | 4.7448
54467 | jul | 5.8062 | 3.5084 | 2.2978 | 5.7445
54469 | jul | 5.8138 | 3.644 | 2.1699 | 5.457
54470 | jul | 5.5651 | 3.7279 | 1.8372 | 2.2732
54471 | jul | 5.7175 | 3.5503 | 2.1672 | 3.8294
54473 | jul | 5.755 | 3.5145 | 2.2405 | 4.695
54474 | jul | 5.7855 | 3.5538 | 2.2317 | 4.3543
54475 | jul | 5.7945 | 3.614 | 2.1805 | 5.0884
54476 | jul | 5.772 | 3.541 | 2.231 | 4.2709
54479 | jul | 5.6963 | 3.78 | 1.9164 | 3.2511
54480 | jul | 5.6403 | 3.7037 | 1.9365 | 2.7136
54481 | jul | 5.7991 | 3.5337 | 2.2654 | 5.2236
54484 | jul | 5.7124 | 3.7241 | 1.9883 | 3.2069
54485 | jul | 5.4132 | 3.5274 | 1.8857 | 1.9557
54486 | jul | 5.7022 | 3.4849 | 2.2173 | 4.3761
54487 | jul | 5.4914 | 3.6444 | 1.847 | 2.2995
54488 | jul | 5.679 | 3.753 | 1.926 | 3.0648
54489 | jul | 5.7813 | 3.7177 | 2.0636 | 4.5934
54490 | jul | 5.5813 | 3.7201 | 1.8612 | 2.4909
54491 | jul | 5.4961 | 3.4228 | 2.0732 | 2.7869
54493 | jul | 5.7999 | 3.7643 | 2.0356 | 5.0503
54494 | jul | 5.8112 | 3.5768 | 2.2344 | 5.828
54495 | jul | 5.8018 | 3.6863 | 2.1155 | 5.0757
54498 | jul | 5.6725 | 3.7159 | 1.9566 | 3.836
54499 | jul | 5.6737 | 3.5192 | 2.1545 | 3.9151
54501 | jul | 5.3436 | 3.4871 | 1.8566 | 1.6589
54511 | jul | 5.3171 | 3.3317 | 1.9854 | 1.337
54512 | jul | 5.2619 | 3.5174 | 1.7445 | 0.12689
54513 | jul | 5.4851 | 3.7117 | 1.7733 | 1.7218
54514 | jul | 5.4753 | 3.6346 | 1.8407 | 1.1586
54515 | jul | 5.5784 | 3.694 | 1.8844 | 2.6375
54517 | jul | 5.5109 | 3.5096 | 2.0014 | 2.5371
54519 | jul | 5.2378 | 3.3685 | 1.8694 | 0.19913
54520 | jul | 5.3636 | 3.4196 | 1.944 | 1.7283
54521 | jul | 5.2677 | 3.4057 | 1.862 | 0.71857
54524 | jul | 5.4891 | 3.6634 | 1.8257 | 1.4687
54526 | jul | 5.6475 | 3.6355 | 2.0119 | 4.1068
54527 | jul | 5.4836 | 3.6028 | 1.8808 | 1.4521
54529 | jul | 5.3676 | 3.5703 | 1.7973 | 1.8958
54530 | jul | 5.6115 | 3.6571 | 1.9544 | 3.4841
54531 | jul | 5.3464 | 3.5978 | 1.7486 | 1.6297
54534 | jul | 5.3095 | 3.6043 | 1.7052 | -1.4742
54536 | jul | 5.3625 | 3.6427 | 1.7198 | -0.75817
54537 | jul | 5.5847 | 3.6772 | 1.9075 | 2.8783
54538 | jul | 5.3223 | 3.6287 | 1.6936 | 0.59987
54539 | jul | 5.31 | 3.5152 | 1.7948 | 1.4607
54540 | jul | 5.2295 | 3.3873 | 1.8422 | -0.19607
54541 | jul | 5.3697 | 3.3409 | 2.0288 | 2.0718
54542 | jul | 5.2733 | 3.2227 | 2.0506 | 1.0754
54545 | jul | 5.2759 | 3.5765 | 1.6994 | -0.29945
54546 | jul | 5.4853 | 3.5535 | 1.9317 | 1.5051
54547 | jul | 5.301 | 3.6248 | 1.6763 | -0.951
54548 | jul | 5.3209 | 3.6166 | 1.7043 | 1.124
54550 | jul | 5.304 | 3.6364 | 1.6676 | -1.644
54552 | jul | 5.4226 | 3.6484 | 1.7741 | 0.85584
54554 | jul | 5.2278 | 3.2944 | 1.9334 | 0.19579
54555 | jul | 5.4864 | 3.6793 | 1.8071 | 1.6714
54556 | jul | 5.5198 | 3.7105 | 1.8093 | 2.0034
54557 | jul | 5.2422 | 3.5194 | 1.7228 | -0.75223
54558 | jul | 5.2772 | 3.4655 | 1.8117 | 0.94745
54559 | jul | 5.4284 | 3.4892 | 1.9392 | 0.39555
54560 | jul | 5.2634 | 3.4773 | 1.7861 | 0.49582
54562 | jul | 5.2947 | 3.3728 | 1.9219 | 0.99796
54563 | jul | 5.7139 | 3.6133 | 2.1006 | 4.7403
54564 | jul | 5.4386 | 3.6745 | 1.7641 | 1.6808
54565 | jul | 5.4158 | 3.592 | 1.8239 | -0.010434
54566 | jul | 5.4128 | 3.366 | 2.0469 | 2.4475
54568 | jul | 5.2886 | 3.549 | 1.7396 | 0.8337
54601 | jul | 6.0864 | 3.653 | 2.4334 | 8.9588
54603 | jul | 6.1246 | 3.5555 | 2.5691 | 9.3238
54610 | jul | 6.1976 | 3.5369 | 2.6607 | 9.0275
54611 | jul | 5.8987 | 3.7723 | 2.1264 | 5.8847
54612 | jul | 6.0878 | 3.552 | 2.5358 | 8.3988
54613 | jun | 5.7647 | 3.4709 | 2.2938 | 6.4046
54614 | jul | 6.0159 | 3.7461 | 2.2698 | 8.0514
54615 | jul | 5.9043 | 3.8494 | 2.0549 | 5.9401
54616 | jul | 6.0132 | 3.6235 | 2.3898 | 7.4841
54618 | jun | 5.7691 | 3.5886 | 2.1805 | 6.4115
54619 | jun | 5.7644 | 3.5523 | 2.2121 | 7.4616
54621 | jun | 5.9178 | 3.5277 | 2.3901 | 8.8416
54622 | jul | 6.1819 | 3.5559 | 2.626 | 8.962
54623 | jun | 5.8469 | 3.543 | 2.3039 | 8.4458
54624 | jun | 6.0495 | 3.5225 | 2.527 | 9.5356
54625 | jul | 6.1103 | 3.544 | 2.5663 | 8.8335
54626 | jun | 6.1202 | 3.4884 | 2.6318 | 9.8024
54627 | jul | 6.0547 | 3.6032 | 2.4515 | 8.067
54628 | jun | 6.0195 | 3.4959 | 2.5236 | 9.3981
54629 | jul | 6.1429 | 3.5599 | 2.583 | 8.9474
54630 | jul | 6.1004 | 3.5492 | 2.5512 | 8.6859
54631 | jun | 6.0056 | 3.5105 | 2.4951 | 9.0945
54632 | jun | 6.0134 | 3.5213 | 2.4921 | 9.2911
54634 | jun | 5.8321 | 3.5724 | 2.2597 | 7.1964
54635 | jul | 5.9348 | 3.724 | 2.2108 | 6.4147
54636 | jul | 6.1003 | 3.5726 | 2.5276 | 8.8134
54638 | jun | 5.7793 | 3.5905 | 2.1887 | 6.6037
54639 | jun | 5.8436 | 3.5265 | 2.3172 | 7.7198
54641 | jun | 5.6939 | 3.6308 | 2.0631 | 5.7144
54642 | jul | 6.0098 | 3.692 | 2.3178 | 7.5842
54644 | jul | 6.0333 | 3.6877 | 2.3456 | 8.022
54646 | jun | 5.7537 | 3.5433 | 2.2104 | 6.2207
54648 | jun | 5.7464 | 3.5939 | 2.1524 | 6.9364
54650 | jul | 6.1117 | 3.5667 | 2.545 | 9.1103
54651 | jun | 5.8049 | 3.5633 | 2.2415 | 7.1795
54652 | jun | 5.9269 | 3.4901 | 2.4367 | 8.5935
54653 | jun | 5.7933 | 3.566 | 2.2274 | 7.8525
54655 | jun | 5.9511 | 3.5058 | 2.4453 | 8.7376
54656 | jul | 5.9562 | 3.8153 | 2.1408 | 7.0865
54657 | jun | 6.067 | 3.5107 | 2.5563 | 9.411
54658 | jul | 6.1122 | 3.6661 | 2.4461 | 9.229
54659 | jul | 5.9747 | 3.6953 | 2.2794 | 7.0215
54660 | jun | 5.7121 | 3.6493 | 2.0628 | 6.2906
54661 | jul | 6.1147 | 3.5457 | 2.569 | 8.8844
54664 | jun | 5.8846 | 3.5265 | 2.358 | 8.0324
54665 | jun | 5.9199 | 3.4878 | 2.4321 | 8.6929
54666 | jul | 5.8711 | 3.8595 | 2.0116 | 5.7157
54667 | jun | 5.8237 | 3.5122 | 2.3116 | 8.0046
54669 | jul | 6.0673 | 3.6662 | 2.4011 | 8.5681
54670 | jun | 5.7594 | 3.6019 | 2.1575 | 6.6233
54701 | jul | 6.1228 | 3.4419 | 2.6809 | 7.9513
54703 | jul | 6.1099 | 3.4257 | 2.6842 | 7.8397
54720 | jul | 6.0916 | 3.4422 | 2.6495 | 7.5999
54721 | jul | 6.302 | 3.5139 | 2.7881 | 9.7901
54722 | jul | 5.9101 | 3.6351 | 2.275 | 6.2612
54723 | jul | 6.4023 | 3.5457 | 2.8566 | 10.6684
54724 | jul | 6.0265 | 3.4714 | 2.5551 | 7.3362
54725 | jul | 6.208 | 3.4931 | 2.7148 | 9.0624
54726 | jul | 5.8441 | 3.6434 | 2.2007 | 5.7669
54727 | jul | 5.9397 | 3.5732 | 2.3665 | 6.3321
54728 | jul | 5.9918 | 3.5252 | 2.4666 | 7.5303
54729 | jul | 6.0475 | 3.4575 | 2.59 | 7.2716
54730 | jul | 6.1143 | 3.4475 | 2.6668 | 8.1804
54731 | jul | 5.8058 | 3.5916 | 2.2142 | 5.4852
54732 | jul | 5.9012 | 3.5701 | 2.3311 | 6.1032
54733 | jul | 6.1005 | 3.5331 | 2.5674 | 8.2967
54734 | jul | 6.2162 | 3.5069 | 2.7094 | 9.3006
54736 | jul | 6.2346 | 3.4914 | 2.7432 | 9.312
54737 | jul | 6.2782 | 3.4835 | 2.7947 | 9.5672
54738 | jul | 6.1038 | 3.495 | 2.6088 | 7.8927
54739 | jul | 6.1579 | 3.425 | 2.7329 | 8.4251
54740 | jul | 6.2847 | 3.5117 | 2.7729 | 9.752
54741 | jul | 5.8775 | 3.7196 | 2.1579 | 5.8418
54742 | jul | 6.0203 | 3.5346 | 2.4857 | 6.905
54745 | jul | 5.8503 | 3.5814 | 2.2688 | 5.8066
54746 | jul | 5.858 | 3.7919 | 2.0662 | 5.4158
54747 | jul | 6.0859 | 3.5361 | 2.5498 | 8.097
54748 | jul | 5.9687 | 3.5231 | 2.4456 | 6.5936
54749 | jul | 6.2442 | 3.5003 | 2.7439 | 9.3322
54750 | jul | 6.3361 | 3.5459 | 2.7902 | 10.1862
54751 | jul | 6.2492 | 3.4648 | 2.7844 | 9.2237
54754 | jul | 5.8675 | 3.8508 | 2.0168 | 5.376
54755 | jul | 6.1666 | 3.4821 | 2.6845 | 8.5819
54756 | jul | 6.2344 | 3.5334 | 2.701 | 9.4786
54757 | jul | 5.9905 | 3.5071 | 2.4834 | 7.2245
54758 | jul | 5.968 | 3.6155 | 2.3525 | 6.7794
54759 | jul | 6.2998 | 3.5464 | 2.7534 | 9.926
54761 | jul | 6.3131 | 3.5339 | 2.7792 | 9.9496
54762 | jul | 6.1549 | 3.5327 | 2.6221 | 8.7407
54763 | jul | 6.1311 | 3.5016 | 2.6295 | 8.448
54765 | jul | 6.0389 | 3.4842 | 2.5548 | 7.8151
54766 | jul | 5.697 | 3.6371 | 2.0599 | 4.5783
54767 | jul | 6.2972 | 3.5152 | 2.782 | 9.8455
54768 | jul | 5.7878 | 3.6822 | 2.1056 | 5.39
54769 | jul | 6.3334 | 3.5659 | 2.7675 | 10.1106
54770 | jul | 6.0515 | 3.536 | 2.5155 | 7.4993
54771 | jul | 5.735 | 3.7099 | 2.0251 | 4.7712
54772 | jul | 6.165 | 3.4788 | 2.6863 | 8.5994
54773 | jul | 6.0132 | 3.5899 | 2.4233 | 7.4586
54801 | jul | 5.9486 | 3.6759 | 2.2727 | 7.7673
54805 | jul | 6.1051 | 3.5836 | 2.5215 | 8.553
54806 | jul | 5.4966 | 3.3595 | 2.1371 | 2.989
54810 | jul | 6.2223 | 3.5625 | 2.6598 | 9.4658
54812 | jul | 6.0583 | 3.5701 | 2.4881 | 8.1825
54813 | jul | 6.05 | 3.6586 | 2.3915 | 8.2353
54814 | jul | 5.3677 | 3.3127 | 2.055 | 2.5333
54817 | jul | 5.8485 | 3.6111 | 2.2374 | 6.4593
54819 | jul | 5.8441 | 3.5794 | 2.2646 | 5.88
54820 | jul | 5.519 | 3.3984 | 2.1206 | 4.5193
54821 | jul | 5.5501 | 3.5139 | 2.0362 | 3.6784
54822 | jul | 5.98 | 3.5518 | 2.4282 | 7.6129
54824 | jul | 6.2633 | 3.5335 | 2.7298 | 9.8721
54826 | jul | 6.1026 | 3.6081 | 2.4945 | 8.699
54827 | jul | 5.3729 | 3.3392 | 2.0336 | 2.9679
54828 | jul | 5.7472 | 3.5875 | 2.1597 | 5.1818
54829 | jul | 6.0698 | 3.6288 | 2.441 | 8.3448
54830 | jul | 5.9151 | 3.6497 | 2.2654 | 7.1696
54832 | jul | 5.5727 | 3.4746 | 2.0982 | 4.1717
54835 | jul | 5.7646 | 3.5926 | 2.1721 | 5.2452
54836 | jul | 5.7339 | 3.6096 | 2.1243 | 5.5208
54837 | jul | 6.1309 | 3.6114 | 2.5195 | 8.8964
54838 | jul | 5.7093 | 3.5566 | 2.1527 | 5.8757
54839 | jul | 5.5392 | 3.4412 | 2.098 | 3.7274
54840 | jul | 6.202 | 3.5528 | 2.6493 | 9.5122
54843 | jul | 5.6474 | 3.5637 | 2.0838 | 4.5702
54844 | jul | 5.385 | 3.3294 | 2.0555 | 3.4549
54845 | jul | 6.0283 | 3.6712 | 2.357 | 8.3109
54846 | jul | 5.5155 | 3.4444 | 2.071 | 2.3463
54847 | jul | 5.5052 | 3.3881 | 2.1171 | 4.1166
54848 | jul | 5.779 | 3.5895 | 2.1895 | 5.2153
54849 | jul | 5.5561 | 3.444 | 2.1121 | 4.8719
54850 | jul | 5.4146 | 3.3064 | 2.1082 | 2.2636
54853 | jul | 6.1878 | 3.581 | 2.6068 | 9.2166
54854 | jul | 5.4832 | 3.3592 | 2.1241 | 4.7097
54855 | jul | 5.5215 | 3.4461 | 2.0754 | 2.7828
54856 | jul | 5.5294 | 3.4054 | 2.124 | 3.6884
54858 | jul | 6.2276 | 3.5631 | 2.6645 | 9.465
54859 | jul | 5.7859 | 3.5997 | 2.1862 | 6.5204
54862 | jul | 5.6768 | 3.5825 | 2.0943 | 4.5913
54864 | jul | 5.5212 | 3.3898 | 2.1315 | 4.9054
54865 | jul | 5.4383 | 3.3201 | 2.1182 | 4.0922
54867 | jul | 5.7482 | 3.583 | 2.1652 | 5.0958
54868 | jul | 5.9573 | 3.5937 | 2.3636 | 7.48
54870 | jul | 5.9248 | 3.642 | 2.2828 | 7.5007
54871 | jul | 6.0229 | 3.6754 | 2.3475 | 8.1865
54872 | jul | 6.1306 | 3.6171 | 2.5135 | 8.805
54873 | jul | 5.6224 | 3.5019 | 2.1205 | 5.0285
54874 | jul | 5.5956 | 3.4437 | 2.1519 | 5.1574
54875 | jul | 5.8016 | 3.6141 | 2.1875 | 6.7262
54876 | jul | 5.7898 | 3.6043 | 2.1855 | 6.0384
54880 | jul | 5.6526 | 3.5069 | 2.1457 | 5.3009
54888 | jul | 5.8978 | 3.6616 | 2.2362 | 7.4234
54889 | jul | 6.1354 | 3.5793 | 2.5561 | 8.9687
54891 | jul | 5.4261 | 3.3416 | 2.0846 | 3.1072
54893 | jul | 6.0557 | 3.6445 | 2.4112 | 8.3601
54895 | jul | 5.8841 | 3.5736 | 2.3105 | 6.4218
54896 | jul | 5.5876 | 3.6121 | 1.9755 | 3.3632
54901 | jul | 6.0646 | 3.1623 | 2.9023 | 6.7877
54902 | jul | 6.0726 | 3.1312 | 2.9415 | 7.3366
54904 | jul | 6.0648 | 3.2192 | 2.8456 | 6.8406
54909 | jun | 5.7083 | 3.3337 | 2.3746 | 6.3164
54911 | jul | 5.9619 | 3.1385 | 2.8234 | 7.0893
54913 | jul | 5.9489 | 3.1649 | 2.784 | 6.9963
54914 | jul | 5.9846 | 3.2135 | 2.7711 | 6.8628
54915 | jul | 5.9694 | 3.1171 | 2.8524 | 7.1937
54921 | jun | 5.7002 | 3.3667 | 2.3335 | 6.2435
54922 | jul | 5.847 | 3.3845 | 2.4625 | 6.0908
54923 | jul | 6.054 | 3.3815 | 2.6725 | 7.1965
54928 | jul | 5.717 | 3.4366 | 2.2804 | 4.5904
54929 | jul | 5.7852 | 3.3837 | 2.4015 | 5.5919
54930 | jun | 5.7738 | 3.3197 | 2.4541 | 7.0242
54932 | jul | 6.0813 | 3.2129 | 2.8685 | 7.5843
54935 | jul | 6.0902 | 3.0914 | 2.9988 | 8.4521
54937 | jul | 6.0665 | 3.1284 | 2.9381 | 8.1768
54940 | jul | 6.0273 | 3.3851 | 2.6422 | 6.9425
54941 | jul | 6.0517 | 3.4209 | 2.6308 | 7.1589
54942 | jul | 5.9867 | 3.2771 | 2.7095 | 6.7327
54943 | jun | 5.7564 | 3.3314 | 2.425 | 6.7945
54944 | jul | 5.9976 | 3.3346 | 2.663 | 6.7259
54945 | jul | 5.7749 | 3.4737 | 2.3012 | 5.1781
54947 | jul | 6.0402 | 3.337 | 2.7032 | 6.787
54948 | jul | 5.687 | 3.4407 | 2.2464 | 4.2681
54949 | jul | 5.8552 | 3.4242 | 2.431 | 6.0378
54950 | jul | 5.7572 | 3.4337 | 2.3235 | 5.0777
54952 | jul | 5.9742 | 3.0999 | 2.8743 | 7.2615
54956 | jul | 6.0253 | 3.2174 | 2.8079 | 6.7407
54960 | jul | 5.9966 | 3.4417 | 2.5549 | 7.2946
54961 | jul | 5.9568 | 3.3948 | 2.562 | 6.6007
54962 | jul | 5.8345 | 3.4384 | 2.3961 | 5.863
54963 | jul | 6.0626 | 3.3023 | 2.7603 | 6.9766
54964 | jul | 6.0639 | 3.2709 | 2.793 | 7.1559
54965 | jul | 5.9842 | 3.3991 | 2.5851 | 7.0155
54966 | jun | 5.7325 | 3.3271 | 2.4053 | 6.556
54967 | jul | 6.0257 | 3.3843 | 2.6414 | 7.1183
54968 | jul | 6.0382 | 3.4526 | 2.5856 | 7.2692
54970 | jul | 6.0147 | 3.4048 | 2.6099 | 7.1752
54971 | jul | 6.0559 | 3.3634 | 2.6925 | 7.0873
54974 | jul | 6.0787 | 3.2717 | 2.8069 | 7.5145
54977 | jul | 5.8143 | 3.4541 | 2.3602 | 5.8252
54978 | jul | 5.6887 | 3.4413 | 2.2474 | 4.2794
54979 | jul | 6.08 | 3.1314 | 2.9486 | 7.7019
54981 | jul | 5.868 | 3.4287 | 2.4393 | 6.4621
54982 | jun | 5.7958 | 3.2922 | 2.5036 | 7.0869
54983 | jul | 5.9532 | 3.4085 | 2.5446 | 6.7048
54984 | jun | 5.7757 | 3.2963 | 2.4795 | 6.8222
54986 | jul | 6.0531 | 3.3256 | 2.7275 | 6.9145
55001 | jul | 6.5909 | 3.3964 | 3.1945 | 12.4273
55003 | jul | 6.549 | 3.4017 | 3.1473 | 12.1344
55005 | jul | 6.569 | 3.4326 | 3.1363 | 12.0754
55006 | jul | 6.2996 | 3.4426 | 2.857 | 10.1043
55007 | jul | 6.1646 | 3.537 | 2.6276 | 9.0605
55008 | jul | 6.4098 | 3.4287 | 2.981 | 11.1013
55009 | jul | 6.5659 | 3.5712 | 2.9947 | 11.6953
55011 | jul | 6.6038 | 3.438 | 3.1658 | 12.4118
55012 | jul | 6.3806 | 3.4685 | 2.9122 | 10.8765
55013 | jul | 6.4534 | 3.4331 | 3.0203 | 11.4804
55014 | jul | 6.6465 | 3.398 | 3.2486 | 12.9389
55016 | jul | 6.6989 | 3.3795 | 3.3194 | 12.911
55017 | jul | 6.3774 | 3.401 | 2.9764 | 10.7081
55018 | jul | 6.5935 | 3.6011 | 2.9924 | 11.7886
55019 | jul | 6.7009 | 3.651 | 3.0499 | 12.349
55020 | jul | 6.8092 | 3.6909 | 3.1182 | 12.7869
55021 | jul | 6.6843 | 3.7037 | 2.9806 | 12.1136
55024 | jul | 6.7662 | 3.4719 | 3.2943 | 12.9494
55025 | jul | 6.5633 | 3.4105 | 3.1528 | 12.2211
55026 | jul | 6.3568 | 3.5768 | 2.78 | 10.346
55027 | jul | 6.4351 | 3.651 | 2.784 | 10.6513
55030 | jul | 6.2513 | 3.4845 | 2.7668 | 9.7021
55031 | jul | 6.6814 | 3.4697 | 3.2117 | 12.5703
55032 | jul | 6.3525 | 3.4638 | 2.8887 | 10.624
55033 | jul | 6.6534 | 3.4377 | 3.2157 | 12.49
55036 | jul | 6.2352 | 3.5056 | 2.7296 | 9.499
55037 | jul | 6.0968 | 3.5994 | 2.4974 | 8.587
55038 | jul | 6.5976 | 3.393 | 3.2046 | 12.4737
55040 | jul | 6.5128 | 3.4321 | 3.0807 | 11.7579
55041 | jul | 6.3357 | 3.6176 | 2.7181 | 10.1852
55042 | jul | 6.6238 | 3.3782 | 3.2457 | 12.6074
55043 | jul | 6.5524 | 3.4045 | 3.148 | 12.2334
55044 | jul | 6.8145 | 3.5721 | 3.2424 | 13.0089
55045 | jul | 6.4166 | 3.4488 | 2.9678 | 11.2032
55046 | jul | 6.7973 | 3.7339 | 3.0634 | 12.7074
55047 | jul | 6.5194 | 3.4164 | 3.103 | 11.8432
55049 | jul | 6.6192 | 3.7268 | 2.8923 | 11.6498
55051 | jul | 6.2116 | 3.4772 | 2.7344 | 9.4096
55052 | jul | 6.7166 | 3.7478 | 2.9688 | 12.4183
55053 | jul | 6.5965 | 3.6418 | 2.9547 | 11.7088
55054 | jul | 6.7998 | 3.6691 | 3.1308 | 12.7423
55055 | jul | 6.7181 | 3.3504 | 3.3676 | 13.2392
55056 | jul | 6.3998 | 3.455 | 2.9448 | 10.9634
55057 | jul | 6.7108 | 3.5982 | 3.1126 | 12.4242
55060 | jul | 6.5529 | 3.752 | 2.8009 | 11.1631
55063 | jul | 6.2122 | 3.526 | 2.6861 | 9.4947
55065 | jul | 6.6894 | 3.5045 | 3.1849 | 12.4858
55066 | jul | 6.4502 | 3.5872 | 2.863 | 10.9175
55067 | jul | 6.2664 | 3.5087 | 2.7577 | 9.9318
55068 | jul | 6.7619 | 3.3832 | 3.3786 | 13.2749
55069 | jul | 6.3004 | 3.484 | 2.8165 | 10.211
55070 | jul | 6.5856 | 3.4414 | 3.1442 | 12.3087
55071 | jul | 6.7293 | 3.3647 | 3.3647 | 13.1628
55072 | jul | 5.9806 | 3.6538 | 2.3268 | 7.5264
55073 | jul | 6.4878 | 3.4281 | 3.0597 | 11.6353
55074 | jul | 6.3922 | 3.4656 | 2.9266 | 10.9712
55075 | jul | 6.7461 | 3.3343 | 3.4118 | 13.5019
55076 | jul | 6.744 | 3.3473 | 3.3967 | 13.3784
55077 | jul | 6.7614 | 3.3432 | 3.4182 | 13.5119
55079 | jul | 6.489 | 3.4335 | 3.0555 | 11.5642
55080 | jul | 6.3353 | 3.4408 | 2.8945 | 10.4645
55082 | jul | 6.573 | 3.3953 | 3.1777 | 12.2438
55084 | jul | 6.3496 | 3.4874 | 2.8623 | 10.5935
55087 | jul | 6.7068 | 3.7366 | 2.9702 | 12.2771
55088 | jul | 6.7999 | 3.7057 | 3.0942 | 12.7324
55089 | jul | 6.5341 | 3.5321 | 3.002 | 11.6166
55092 | jul | 6.5511 | 3.4227 | 3.1285 | 12.0537
55101 | jul | 6.7542 | 3.33 | 3.4242 | 13.6681
55102 | jul | 6.7914 | 3.3335 | 3.4579 | 13.9095
55103 | jul | 6.7737 | 3.3457 | 3.428 | 13.8078
55104 | jul | 6.8047 | 3.353 | 3.4518 | 14.0116
55105 | jul | 6.8171 | 3.3464 | 3.4707 | 14.0891
55106 | jul | 6.7238 | 3.3386 | 3.3852 | 13.4349
55107 | jul | 6.7641 | 3.3244 | 3.4398 | 13.7142
55108 | jul | 6.7979 | 3.3663 | 3.4316 | 13.972
55109 | jul | 6.684 | 3.356 | 3.328 | 13.1583
55110 | jul | 6.641 | 3.3751 | 3.2659 | 12.8362
55111 | jul | 6.8463 | 3.3615 | 3.4848 | 14.1671
55112 | jul | 6.7447 | 3.4012 | 3.3435 | 13.6245
55113 | jul | 6.762 | 3.3702 | 3.3918 | 13.745
55114 | jul | 6.8186 | 3.3668 | 3.4518 | 14.1071
55115 | jul | 6.6351 | 3.3765 | 3.2586 | 12.6972
55116 | jul | 6.8317 | 3.3445 | 3.4871 | 14.1605
55117 | jul | 6.7318 | 3.3476 | 3.3842 | 13.5476
55118 | jul | 6.789 | 3.3293 | 3.4598 | 13.8416
55119 | jul | 6.7076 | 3.3453 | 3.3623 | 13.2633
55120 | jul | 6.8143 | 3.3501 | 3.4642 | 13.9345
55121 | jul | 6.8195 | 3.3652 | 3.4544 | 13.877
55122 | jul | 6.839 | 3.399 | 3.44 | 13.7964
55123 | jul | 6.7979 | 3.3684 | 3.4295 | 13.6497
55124 | jul | 6.8329 | 3.4274 | 3.4054 | 13.5418
55125 | jul | 6.6662 | 3.3623 | 3.3039 | 12.9148
55126 | jul | 6.7012 | 3.3846 | 3.3165 | 13.3566
55127 | jul | 6.6695 | 3.3697 | 3.2999 | 13.1603
55128 | jul | 6.6629 | 3.3634 | 3.2995 | 12.9224
55129 | jul | 6.6514 | 3.3751 | 3.2764 | 12.7629
55130 | jul | 6.7384 | 3.3349 | 3.4035 | 13.5759
55301 | jul | 6.7706 | 3.5264 | 3.2442 | 13.4564
55302 | jul | 6.7389 | 3.2622 | 3.4766 | 13.289
55303 | jul | 6.6801 | 3.4847 | 3.1954 | 13.0032
55304 | jul | 6.6542 | 3.4452 | 3.209 | 12.8725
55305 | jul | 6.9083 | 3.6458 | 3.2625 | 13.9089
55306 | jul | 6.8703 | 3.5291 | 3.3412 | 13.503
55307 | jul | 6.9269 | 3.6556 | 3.2712 | 14.7565
55308 | jul | 6.6455 | 3.33 | 3.3155 | 12.5465
55309 | jul | 6.6665 | 3.4064 | 3.2602 | 12.7271
55310 | jul | 6.8862 | 3.0835 | 3.8027 | 15.9181
55311 | jul | 6.8485 | 3.6085 | 3.24 | 13.9532
55312 | jul | 6.9024 | 3.4548 | 3.4476 | 15.0249
55313 | jul | 6.8129 | 3.5196 | 3.2934 | 13.6631
55314 | jul | 6.8756 | 3.2224 | 3.6532 | 15.3537
55315 | jul | 6.877 | 3.9043 | 2.9727 | 13.3771
55316 | jul | 6.7799 | 3.5173 | 3.2626 | 13.5802
55317 | jul | 6.8795 | 3.8511 | 3.0285 | 13.4803
55318 | jul | 6.8755 | 3.8986 | 2.9768 | 13.4087
55319 | jul | 6.5792 | 3.2346 | 3.3446 | 12.2661
55320 | jul | 6.6112 | 3.17 | 3.4412 | 12.6233
55321 | jul | 6.8172 | 3.3218 | 3.4954 | 13.8929
55322 | jul | 6.8969 | 3.8473 | 3.0496 | 13.7649
55324 | jul | 6.8151 | 3.1655 | 3.6496 | 14.2552
55325 | jul | 6.8113 | 3.2253 | 3.5859 | 14.04
55327 | jul | 6.7705 | 3.5419 | 3.2287 | 13.5393
55328 | jul | 6.8816 | 3.671 | 3.2106 | 14.0649
55329 | jul | 6.7246 | 2.9416 | 3.783 | 13.8377
55330 | jul | 6.6873 | 3.4789 | 3.2084 | 12.9565
55331 | jul | 6.8932 | 3.8471 | 3.0461 | 13.725
55332 | jul | 6.9357 | 3.3457 | 3.5899 | 15.904
55333 | jul | 6.9515 | 3.3085 | 3.643 | 16.2229
55334 | jul | 6.9363 | 3.6269 | 3.3094 | 15.0215
55335 | jul | 6.9464 | 3.4424 | 3.504 | 15.6
55336 | jul | 6.9016 | 3.5313 | 3.3703 | 14.6704
55337 | jul | 6.8781 | 3.4821 | 3.396 | 13.7496
55338 | jul | 6.9154 | 3.7147 | 3.2006 | 14.4093
55339 | jul | 6.9075 | 3.7133 | 3.1941 | 14.3124
55340 | jul | 6.8587 | 3.6837 | 3.175 | 14.0414
55341 | jul | 6.825 | 3.6088 | 3.2161 | 13.8255
55342 | jul | 6.8853 | 3.1522 | 3.7331 | 15.6471
55343 | jul | 6.9152 | 3.6417 | 3.2735 | 13.8854
55344 | jul | 6.9125 | 3.6816 | 3.2308 | 13.7317
55345 | jul | 6.9053 | 3.7304 | 3.1749 | 13.8001
55346 | jul | 6.9021 | 3.7466 | 3.1555 | 13.6879
55347 | jul | 6.899 | 3.7496 | 3.1494 | 13.5497
55349 | jul | 6.83 | 3.4373 | 3.3927 | 13.8905
55350 | jul | 6.8617 | 3.2866 | 3.5751 | 14.7284
55352 | jul | 6.8607 | 3.8679 | 2.9928 | 13.1311
55353 | jul | 6.6644 | 3.0562 | 3.6082 | 13.2309
55354 | jul | 6.8892 | 3.5724 | 3.3168 | 14.3087
55355 | jul | 6.7976 | 3.0706 | 3.7269 | 14.3903
55356 | jul | 6.8782 | 3.7657 | 3.1125 | 13.9362
55357 | jul | 6.8589 | 3.6664 | 3.1925 | 14.0445
55358 | jul | 6.7446 | 3.3466 | 3.398 | 13.2355
55359 | jul | 6.8955 | 3.7522 | 3.1433 | 14.0809
55360 | jul | 6.8862 | 3.6838 | 3.2024 | 14.0717
55362 | jul | 6.7418 | 3.4182 | 3.3235 | 13.1666
55363 | jul | 6.8571 | 3.5886 | 3.2685 | 13.9545
55364 | jul | 6.9029 | 3.8225 | 3.0804 | 13.9381
55366 | jul | 6.922 | 3.5764 | 3.3456 | 14.918
55367 | jul | 6.8867 | 3.6421 | 3.2447 | 14.1591
55368 | jul | 6.9026 | 3.7657 | 3.1369 | 14.0954
55369 | jul | 6.8369 | 3.5664 | 3.2705 | 13.8526
55370 | jul | 6.9035 | 3.638 | 3.2656 | 14.4264
55371 | jul | 6.4672 | 3.3702 | 3.097 | 11.5447
55372 | jul | 6.8662 | 3.7071 | 3.1591 | 13.1864
55373 | jul | 6.8752 | 3.6683 | 3.2068 | 14.1102
55374 | jul | 6.8029 | 3.5972 | 3.2057 | 13.7357
55375 | jul | 6.9196 | 3.8314 | 3.0881 | 14.0395
55376 | jul | 6.7965 | 3.561 | 3.2354 | 13.6248
55378 | jul | 6.8984 | 3.6281 | 3.2703 | 13.555
55379 | jul | 6.8691 | 3.8477 | 3.0214 | 13.1718
55381 | jul | 6.868 | 3.4407 | 3.4272 | 14.3318
55382 | jul | 6.6847 | 3.1392 | 3.5455 | 13.1075
55384 | jul | 6.8957 | 3.8228 | 3.0729 | 13.8842
55385 | jul | 6.8896 | 3.3372 | 3.5524 | 15.2267
55386 | jul | 6.896 | 3.8675 | 3.0285 | 13.7171
55387 | jul | 6.9076 | 3.8263 | 3.0813 | 13.929
55388 | jul | 6.8939 | 3.7209 | 3.1729 | 14.0582
55389 | jul | 6.6687 | 2.9967 | 3.6719 | 13.5051
55390 | jul | 6.8408 | 3.5164 | 3.3244 | 13.8931
55391 | jul | 6.8903 | 3.7625 | 3.1278 | 13.8568
55395 | jul | 6.8698 | 3.5173 | 3.3525 | 14.1702
55396 | jul | 6.9389 | 3.541 | 3.3979 | 15.3255
55397 | jul | 6.8969 | 3.7124 | 3.1844 | 14.1532
55398 | jul | 6.5836 | 3.4187 | 3.1649 | 12.2755
55401 | jul | 6.8503 | 3.4177 | 3.4326 | 14.2178
55402 | jul | 6.853 | 3.4211 | 3.432 | 14.2217
55403 | jul | 6.8633 | 3.4358 | 3.4275 | 14.2296
55404 | jul | 6.8573 | 3.3954 | 3.462 | 14.3127
55405 | jul | 6.87 | 3.466 | 3.404 | 14.177
55406 | jul | 6.8529 | 3.3638 | 3.4891 | 14.3366
55407 | jul | 6.8701 | 3.3831 | 3.487 | 14.412
55408 | jul | 6.8774 | 3.4437 | 3.4337 | 14.2724
55409 | jul | 6.8858 | 3.438 | 3.4478 | 14.3279
55410 | jul | 6.8956 | 3.4851 | 3.4105 | 14.2146
55411 | jul | 6.8537 | 3.457 | 3.3968 | 14.1282
55412 | jul | 6.8429 | 3.4658 | 3.3771 | 14.056
55413 | jul | 6.8252 | 3.3974 | 3.4277 | 14.1248
55414 | jul | 6.8302 | 3.38 | 3.4501 | 14.1813
55415 | jul | 6.85 | 3.4007 | 3.4493 | 14.2641
55416 | jul | 6.89 | 3.5177 | 3.3723 | 14.12
55417 | jul | 6.8717 | 3.3694 | 3.5023 | 14.3917
55418 | jul | 6.814 | 3.4067 | 3.4073 | 14.0475
55419 | jul | 6.8894 | 3.4321 | 3.4573 | 14.3315
55420 | jul | 6.8833 | 3.4522 | 3.4311 | 14.0375
55421 | jul | 6.8025 | 3.4207 | 3.3818 | 13.9588
55422 | jul | 6.8682 | 3.5114 | 3.3568 | 14.056
55423 | jul | 6.887 | 3.4421 | 3.4448 | 14.2069
55424 | jul | 6.9016 | 3.5203 | 3.3813 | 14.1353
55425 | jul | 6.8686 | 3.3992 | 3.4694 | 14.1015
55426 | jul | 6.9007 | 3.575 | 3.3258 | 14.0098
55427 | jul | 6.8874 | 3.5635 | 3.3239 | 14.0101
55428 | jul | 6.8693 | 3.5451 | 3.3242 | 14.0078
55429 | jul | 6.8469 | 3.5062 | 3.3407 | 13.9886
55430 | jul | 6.8253 | 3.4695 | 3.3558 | 13.9662
55431 | jul | 6.8912 | 3.5148 | 3.3764 | 13.9025
55432 | jul | 6.7754 | 3.4326 | 3.3428 | 13.7681
55433 | jul | 6.7531 | 3.4724 | 3.2808 | 13.5059
55434 | jul | 6.7171 | 3.4339 | 3.2833 | 13.3522
55435 | jul | 6.8994 | 3.5295 | 3.3699 | 14.0271
55436 | jul | 6.9098 | 3.581 | 3.3288 | 13.9925
55437 | jul | 6.8989 | 3.5681 | 3.3309 | 13.817
55438 | jul | 6.9069 | 3.6183 | 3.2886 | 13.7521
55439 | jul | 6.9089 | 3.5942 | 3.3147 | 13.9065
55441 | jul | 6.898 | 3.6178 | 3.2802 | 13.9684
55442 | jul | 6.889 | 3.596 | 3.293 | 14.0191
55443 | jul | 6.803 | 3.4974 | 3.3056 | 13.7559
55444 | jul | 6.7946 | 3.4703 | 3.3243 | 13.7801
55445 | jul | 6.8251 | 3.5274 | 3.2977 | 13.8129
55446 | jul | 6.8804 | 3.6498 | 3.2306 | 14.0226
55447 | jul | 6.8893 | 3.6806 | 3.2087 | 13.9484
55448 | jul | 6.7207 | 3.462 | 3.2587 | 13.3158
55449 | jul | 6.685 | 3.4178 | 3.2672 | 13.1635
55450 | jul | 6.8617 | 3.3734 | 3.4883 | 14.2326
55454 | jul | 6.845 | 3.3832 | 3.4618 | 14.2779
55455 | jul | 6.8368 | 3.3821 | 3.4547 | 14.2253
55602 | jul | 5.1763 | 3.6397 | 1.5366 | 1.7488
55603 | jul | 5.0179 | 3.6088 | 1.4091 | -0.3344
55604 | jul | 4.8829 | 3.5313 | 1.3516 | -1.7532
55605 | jul | 4.94 | 3.1487 | 1.7913 | -0.46485
55606 | jul | 4.9359 | 3.2702 | 1.6658 | -0.93603
55607 | jul | 5.0504 | 3.6555 | 1.3949 | 0.37531
55612 | jul | 4.9559 | 3.5519 | 1.4039 | -1.0141
55613 | jul | 4.994 | 3.5899 | 1.4041 | -0.62974
55614 | jul | 5.1014 | 3.5262 | 1.5752 | 0.88602
55615 | jul | 4.9475 | 3.6034 | 1.3441 | -1.0839
55616 | jul | 5.1915 | 3.4694 | 1.7221 | 2.213
55702 | jul | 5.5969 | 3.8042 | 1.7928 | 5.1842
55703 | may | 4.3942 | 2.5993 | 1.7949 | 4.9253
55704 | jul | 6.0017 | 3.6716 | 2.3301 | 7.5674
55705 | jul | 5.2715 | 3.7146 | 1.5569 | 2.5807
55706 | jul | 5.1449 | 3.7101 | 1.4348 | 1.6479
55707 | jul | 5.7961 | 3.775 | 2.0211 | 5.7722
55709 | may | 4.7748 | 2.7147 | 2.0601 | 7.8644
55710 | may | 4.3864 | 2.646 | 1.7404 | 4.6681
55711 | jul | 5.6901 | 3.816 | 1.8741 | 5.4943
55712 | jul | 5.8823 | 3.7073 | 2.175 | 6.6686
55717 | jul | 5.4694 | 3.744 | 1.7255 | 4.063
55718 | jul | 5.7244 | 3.7642 | 1.9602 | 4.9703
55719 | may | 4.4234 | 2.5856 | 1.8378 | 5.8535
55720 | jul | 5.6817 | 3.816 | 1.8657 | 4.6413
55721 | may | 4.9626 | 2.7775 | 2.1851 | 9.158
55723 | may | 4.4674 | 2.578 | 1.8894 | 5.5171
55724 | jul | 5.4198 | 3.737 | 1.6827 | 3.9555
55725 | may | 4.3001 | 2.5549 | 1.7452 | 3.1166
55726 | jul | 5.7965 | 3.778 | 2.0185 | 6.3065
55731 | jul | 5.0908 | 3.7151 | 1.3757 | 1.1336
55732 | jul | 5.2654 | 3.7605 | 1.5049 | 2.6111
55733 | jul | 5.6354 | 3.7056 | 1.9298 | 4.3822
55734 | may | 4.3773 | 2.7863 | 1.591 | 4.1416
55735 | jul | 6.0392 | 3.6136 | 2.4256 | 8.1676
55736 | jul | 5.7173 | 3.7489 | 1.9684 | 6.846
55738 | may | 4.4343 | 2.747 | 1.6873 | 5.3426
55741 | jul | 5.3512 | 3.792 | 1.5592 | 3.4935
55742 | jul | 5.6783 | 3.7243 | 1.954 | 7.6665
55744 | may | 4.9255 | 2.7941 | 2.1314 | 8.7349
55746 | may | 4.4988 | 2.6376 | 1.8612 | 6.7331
55748 | jul | 5.995 | 3.6072 | 2.3879 | 9.3986
55749 | jul | 5.7886 | 3.6972 | 2.0914 | 5.6225
55750 | jul | 5.2479 | 3.7264 | 1.5215 | 2.2656
55751 | may | 4.4084 | 2.7004 | 1.7081 | 5.0994
55752 | jul | 5.862 | 3.638 | 2.224 | 8.5171
55756 | jul | 5.8318 | 3.7117 | 2.1201 | 6.1322
55757 | jul | 5.9172 | 3.7067 | 2.2106 | 7.2541
55760 | jul | 6.0148 | 3.5878 | 2.427 | 8.8634
55763 | jul | 5.326 | 3.6967 | 1.6293 | 2.9899
55765 | jul | 5.5862 | 3.7779 | 1.8083 | 6.1273
55767 | jul | 5.8658 | 3.7343 | 2.1315 | 6.6469
55768 | may | 4.3938 | 2.6739 | 1.7199 | 4.8859
55769 | may | 4.6161 | 2.6265 | 1.9896 | 7.1746
55771 | may | 4.3964 | 2.5159 | 1.8805 | 4.66
55775 | may | 4.639 | 2.6848 | 1.9542 | 7.4712
55779 | jul | 5.5478 | 3.7532 | 1.7946 | 4.151
55780 | jul | 5.7637 | 3.8209 | 1.9428 | 5.5376
55781 | may | 4.478 | 2.5622 | 1.9159 | 6.3509
55783 | jul | 5.9686 | 3.6805 | 2.2881 | 7.4746
55784 | jul | 5.7652 | 3.6776 | 2.0876 | 8.0978
55785 | jul | 6.0644 | 3.5983 | 2.4661 | 9.8708
55787 | jul | 5.91 | 3.6604 | 2.2496 | 8.0153
55790 | may | 4.2445 | 2.702 | 1.5425 | 2.7739
55792 | may | 4.3426 | 2.7343 | 1.6083 | 3.5856
55793 | jul | 5.7578 | 3.6874 | 2.0704 | 8.1273
55795 | jul | 5.9894 | 3.6751 | 2.3144 | 7.5248
55797 | jul | 5.7398 | 3.677 | 2.0629 | 5.2724
55798 | jul | 5.8177 | 3.7239 | 2.0939 | 7.185
55801 | jul | 5.2507 | 3.4986 | 1.7521 | 2.5068
55802 | jul | 5.5117 | 3.4298 | 2.0819 | 4.7594
55803 | jul | 5.3759 | 3.5564 | 1.8195 | 3.1466
55804 | jul | 5.3752 | 3.4062 | 1.969 | 3.7085
55805 | jul | 5.4872 | 3.4368 | 2.0504 | 4.4718
55806 | jul | 5.5117 | 3.4615 | 2.0502 | 4.5757
55807 | jul | 5.5428 | 3.4974 | 2.0455 | 4.5987
55808 | jul | 5.6168 | 3.5564 | 2.0604 | 4.8108
55810 | jul | 5.5567 | 3.6006 | 1.9562 | 4.202
55811 | jul | 5.4867 | 3.5583 | 1.9284 | 3.9271
55812 | jul | 5.4757 | 3.4234 | 2.0523 | 4.4161
55901 | jun | 6.0917 | 3.5521 | 2.5396 | 9.9075
55902 | jun | 6.0722 | 3.5505 | 2.5217 | 9.4728
55904 | jun | 6.0075 | 3.5426 | 2.4649 | 9.2894
55906 | jun | 6.0493 | 3.5519 | 2.4975 | 9.8666
55909 | jul | 6.2211 | 3.9192 | 2.3018 | 7.8943
55910 | jul | 6.1746 | 3.6402 | 2.5345 | 9.1346
55912 | jul | 6.3465 | 3.8391 | 2.5074 | 9.3623
55917 | jul | 6.4093 | 3.7943 | 2.615 | 10.1615
55918 | jul | 6.2927 | 3.865 | 2.4277 | 8.7718
55919 | jul | 6.1452 | 3.6311 | 2.5141 | 9.2775
55920 | jun | 6.1336 | 3.5909 | 2.5427 | 9.7028
55921 | jul | 6.1375 | 3.6645 | 2.473 | 8.9416
55922 | jun | 6.0452 | 3.7491 | 2.296 | 7.9674
55923 | jun | 6.006 | 3.6592 | 2.3468 | 8.4844
55924 | jul | 6.4384 | 3.7668 | 2.6716 | 10.3807
55925 | jul | 6.1134 | 3.5686 | 2.5448 | 8.8212
55926 | jul | 6.2166 | 3.8952 | 2.3214 | 8.1115
55927 | jul | 6.3676 | 3.7812 | 2.5864 | 9.9393
55929 | jul | 6.1303 | 3.7356 | 2.3947 | 8.9089
55932 | jul | 6.2236 | 3.7001 | 2.5235 | 9.6955
55933 | jul | 6.1623 | 3.9354 | 2.2269 | 7.5335
55934 | jun | 5.993 | 3.5816 | 2.4114 | 9.1989
55935 | jun | 6.0225 | 3.7168 | 2.3057 | 8.1656
55936 | jul | 6.1454 | 3.9242 | 2.2211 | 7.5501
55939 | jun | 6.0399 | 3.7835 | 2.2565 | 7.7422
55940 | jul | 6.2656 | 3.8257 | 2.4399 | 9.1907
55941 | jul | 6.132 | 3.607 | 2.525 | 9.1781
55943 | jul | 6.1313 | 3.6372 | 2.4941 | 8.7777
55944 | jul | 6.2877 | 3.7966 | 2.491 | 9.5641
55945 | jul | 6.2471 | 3.6065 | 2.6406 | 9.7205
55946 | jul | 6.5115 | 3.6884 | 2.8231 | 11.0866
55947 | jul | 6.1233 | 3.5784 | 2.5449 | 9.0375
55949 | jun | 6.0356 | 3.7039 | 2.3317 | 8.3422
55951 | jul | 6.0985 | 3.9633 | 2.1352 | 7.1357
55952 | jul | 6.1144 | 3.6875 | 2.4269 | 8.556
55953 | jul | 6.3156 | 3.86 | 2.4556 | 9.0794
55954 | jul | 6.1279 | 3.7855 | 2.3424 | 8.1688
55955 | jul | 6.3605 | 3.7693 | 2.5912 | 9.9745
55956 | jul | 6.3544 | 3.6954 | 2.6591 | 10.3275
55957 | jul | 6.242 | 3.6599 | 2.5821 | 9.8326
55959 | jul | 6.1461 | 3.5876 | 2.5585 | 9.0584
55960 | jun | 6.1367 | 3.568 | 2.5687 | 10.1208
55961 | jul | 6.0997 | 3.9657 | 2.1341 | 7.1519
55962 | jul | 6.1238 | 3.7311 | 2.3927 | 8.5016
55963 | jul | 6.3645 | 3.7416 | 2.6228 | 10.3049
55964 | jul | 6.2196 | 3.6699 | 2.5497 | 9.4769
55965 | jun | 6.0299 | 3.7667 | 2.2632 | 7.8365
55967 | jun | 6.0694 | 3.768 | 2.3014 | 8.1003
55968 | jul | 6.2756 | 3.5668 | 2.7088 | 9.8979
55969 | jul | 6.1484 | 3.6001 | 2.5483 | 9.0039
55970 | jul | 6.2604 | 3.8844 | 2.3761 | 8.5094
55971 | jul | 6.1235 | 3.6865 | 2.4371 | 8.5944
55972 | jul | 6.127 | 3.7217 | 2.4053 | 8.758
55973 | jul | 6.2228 | 3.8658 | 2.357 | 8.5254
55974 | jul | 6.1303 | 3.7327 | 2.3975 | 8.4343
55975 | jun | 6.0125 | 3.7929 | 2.2196 | 7.6081
55976 | jun | 6.0412 | 3.6228 | 2.4184 | 8.7679
55977 | jul | 6.1352 | 3.9547 | 2.1805 | 7.3166
55979 | jul | 6.1117 | 3.705 | 2.4066 | 8.5554
55981 | jul | 6.2559 | 3.5749 | 2.681 | 9.7505
55982 | jul | 6.3175 | 3.8418 | 2.4757 | 9.1226
55983 | jul | 6.4612 | 3.7006 | 2.7605 | 10.8202
55985 | jul | 6.4443 | 3.7375 | 2.7068 | 10.5608
55987 | jul | 6.122 | 3.6075 | 2.5145 | 8.7548
55990 | jun | 6.005 | 3.7334 | 2.2716 | 7.8994
55991 | jul | 6.2775 | 3.6815 | 2.596 | 10.0873
55992 | jul | 6.4284 | 3.701 | 2.7274 | 10.6271
56001 | jul | 6.8103 | 3.7536 | 3.0568 | 13.9161
56003 | jul | 6.9137 | 3.7257 | 3.188 | 14.6382
56007 | jul | 6.4706 | 3.7975 | 2.6731 | 10.5399
56009 | jul | 6.5486 | 3.781 | 2.7676 | 11.3245
56010 | jul | 6.7328 | 3.7677 | 2.9651 | 12.9835
56011 | jul | 6.9005 | 3.8322 | 3.0683 | 13.8133
56013 | jul | 6.6623 | 3.7644 | 2.898 | 12.3356
56014 | jul | 6.585 | 3.7807 | 2.8042 | 11.9436
56016 | jul | 6.467 | 3.7905 | 2.6765 | 10.6976
56017 | jul | 6.8696 | 3.7545 | 3.1151 | 14.191
56019 | jul | 6.9184 | 3.4327 | 3.4857 | 15.693
56020 | jul | 6.5317 | 3.7828 | 2.7489 | 10.9846
56021 | jul | 6.9692 | 3.6795 | 3.2897 | 15.235
56022 | jul | 6.915 | 3.4865 | 3.4285 | 15.4638
56023 | jul | 6.6756 | 3.803 | 2.8727 | 12.2127
56024 | jul | 6.7755 | 3.7596 | 3.0159 | 13.5743
56025 | jul | 6.6673 | 3.7951 | 2.8722 | 12.206
56026 | jul | 6.5331 | 3.7753 | 2.7578 | 11.0986
56027 | jul | 6.6576 | 3.7346 | 2.923 | 12.5491
56028 | jul | 6.757 | 3.7676 | 2.9894 | 13.2917
56029 | jul | 6.501 | 3.7898 | 2.7112 | 10.824
56030 | jul | 6.9645 | 3.545 | 3.4195 | 15.677
56031 | jul | 6.7024 | 3.5927 | 3.1097 | 13.5377
56032 | jul | 6.5986 | 3.7801 | 2.8185 | 11.7486
56033 | jul | 6.6001 | 3.7742 | 2.8259 | 12.0895
56034 | jul | 6.7944 | 3.7532 | 3.0413 | 13.7892
56035 | jul | 6.4785 | 3.785 | 2.6936 | 10.7216
56036 | jul | 6.4164 | 3.8276 | 2.5887 | 9.9473
56037 | jul | 6.7493 | 3.7795 | 2.9698 | 13.2166
56039 | jul | 6.6947 | 3.7054 | 2.9893 | 12.8948
56041 | jul | 6.8952 | 3.6416 | 3.2536 | 15.0513
56042 | jul | 6.5538 | 3.7801 | 2.7736 | 11.3355
56043 | jul | 6.4238 | 3.8117 | 2.6121 | 10.2062
56044 | jul | 6.9287 | 3.7466 | 3.1822 | 14.4703
56045 | jul | 6.4108 | 3.8039 | 2.6069 | 10.1944
56047 | jul | 6.6777 | 3.7732 | 2.9046 | 12.295
56048 | jul | 6.7255 | 3.7698 | 2.9557 | 12.8204
56050 | jul | 6.8886 | 3.7303 | 3.1583 | 14.6038
56051 | jul | 6.5628 | 3.7791 | 2.7837 | 11.6818
56052 | jul | 6.7735 | 3.7695 | 3.0041 | 12.8899
56054 | jul | 6.9661 | 3.6262 | 3.3399 | 15.4187
56055 | jul | 6.8618 | 3.7251 | 3.1367 | 14.4012
56057 | jul | 6.8443 | 3.7867 | 3.0576 | 13.5345
56058 | jul | 6.9235 | 3.7656 | 3.1579 | 14.3085
56060 | jul | 6.7799 | 3.6753 | 3.1046 | 13.9215
56062 | jul | 6.817 | 3.6883 | 3.1287 | 14.3126
56063 | jul | 6.8009 | 3.7541 | 3.0468 | 13.8451
56065 | jul | 6.7272 | 3.7884 | 2.9388 | 12.8482
56068 | jul | 6.686 | 3.7877 | 2.8983 | 12.3647
56069 | jul | 6.8159 | 3.7784 | 3.0375 | 12.9868
56071 | jul | 6.8551 | 3.8191 | 3.036 | 13.1689
56072 | jul | 6.6218 | 3.7759 | 2.8459 | 11.8191
56073 | jul | 6.96 | 3.6092 | 3.3509 | 15.4713
56074 | jul | 6.9548 | 3.6973 | 3.2575 | 14.9994
56075 | jul | 6.7256 | 3.6544 | 3.0711 | 13.5388
56078 | jul | 6.7277 | 3.7823 | 2.9453 | 12.7285
56080 | jul | 6.7472 | 3.7695 | 2.9778 | 13.1926
56081 | jul | 6.8281 | 3.573 | 3.2551 | 14.7902
56082 | jul | 6.9445 | 3.7043 | 3.2402 | 14.9314
56083 | jul | 6.948 | 3.3727 | 3.5752 | 16.2571
56085 | jul | 6.9533 | 3.501 | 3.4523 | 15.7516
56087 | jul | 6.9504 | 3.4209 | 3.5295 | 16.1148
56088 | jul | 6.7431 | 3.6493 | 3.0939 | 13.6987
56089 | jul | 6.4837 | 3.7976 | 2.6861 | 10.598
56090 | jul | 6.7755 | 3.7483 | 3.0272 | 13.5441
56091 | jul | 6.7 | 3.7805 | 2.9194 | 12.3621
56093 | jul | 6.6742 | 3.7651 | 2.9091 | 12.2109
56096 | jul | 6.7352 | 3.7667 | 2.9685 | 12.8186
56097 | jul | 6.59 | 3.7853 | 2.8046 | 11.887
56098 | jul | 6.6861 | 3.7823 | 2.9038 | 12.3941
56101 | jul | 6.8235 | 3.3007 | 3.5228 | 15.443
56110 | jul | 6.9348 | 3.0762 | 3.8585 | 16.6754
56111 | jul | 6.6742 | 3.2786 | 3.3957 | 14.5196
56113 | jul | 6.8408 | 2.9342 | 3.9066 | 17.8587
56114 | jul | 6.8846 | 3.1864 | 3.6982 | 16.0601
56115 | jul | 6.8689 | 3.0592 | 3.8098 | 16.9486
56116 | jul | 7.0609 | 2.8047 | 4.2562 | 18.7158
56117 | jul | 6.8042 | 3.1595 | 3.6447 | 15.6876
56118 | jul | 6.7813 | 3.3573 | 3.424 | 15.2066
56119 | jul | 6.8423 | 3.1985 | 3.6438 | 15.6489
56120 | jul | 6.8402 | 3.465 | 3.3753 | 15.1674
56121 | jul | 6.6775 | 3.4309 | 3.2466 | 13.9441
56122 | jul | 6.8702 | 3.0739 | 3.7963 | 16.6493
56123 | jul | 6.889 | 3.1765 | 3.7124 | 16.2757
56125 | jul | 6.8884 | 3.218 | 3.6704 | 16.0489
56127 | jul | 6.6651 | 3.2949 | 3.3702 | 14.319
56128 | jul | 6.8796 | 2.9988 | 3.8808 | 17.2464
56129 | jul | 6.9777 | 3.0515 | 3.9262 | 16.9847
56131 | jul | 6.8829 | 3.1895 | 3.6934 | 15.918
56132 | jul | 6.8888 | 3.1051 | 3.7837 | 16.7538
56134 | jul | 6.908 | 2.9424 | 3.9656 | 17.6279
56136 | jul | 6.8455 | 2.8586 | 3.9869 | 18.5426
56137 | jul | 6.8494 | 3.246 | 3.6034 | 15.6183
56138 | jul | 7.0925 | 2.7969 | 4.2956 | 18.9941
56139 | jul | 6.8356 | 2.988 | 3.8476 | 17.2618
56141 | jul | 6.874 | 3.1272 | 3.7467 | 16.2344
56142 | jul | 6.8787 | 2.9026 | 3.9761 | 18.2949
56143 | jul | 6.6942 | 3.288 | 3.4062 | 14.7366
56144 | jul | 6.9795 | 2.8518 | 4.1278 | 18.2369
56145 | jul | 6.8965 | 3.3521 | 3.5443 | 15.7491
56146 | jul | 7.0052 | 2.9937 | 4.0116 | 17.5232
56147 | jul | 6.9225 | 3.0072 | 3.9153 | 17.2735
56149 | jul | 6.854 | 2.8996 | 3.9544 | 18.0656
56150 | jul | 6.7131 | 3.2428 | 3.4703 | 14.9762
56151 | jul | 6.8637 | 3.0778 | 3.7859 | 16.6617
56152 | jul | 6.9528 | 3.3158 | 3.637 | 16.4371
56153 | jul | 6.8888 | 3.0479 | 3.8408 | 16.893
56155 | jul | 6.8919 | 3.0734 | 3.8185 | 16.6508
56156 | jul | 6.9889 | 2.8846 | 4.1043 | 18.0831
56157 | jul | 6.9009 | 2.9923 | 3.9086 | 17.5915
56158 | jul | 6.968 | 3.0061 | 3.9619 | 17.3474
56159 | jul | 6.7988 | 3.3992 | 3.3996 | 15.1597
56160 | jul | 6.771 | 3.442 | 3.329 | 14.8402
56161 | jul | 6.7819 | 3.2379 | 3.544 | 15.341
56162 | jul | 6.7641 | 3.5119 | 3.2521 | 14.5121
56164 | jul | 6.8987 | 2.9089 | 3.9898 | 17.9524
56165 | jul | 6.871 | 3.1491 | 3.7219 | 15.8977
56166 | jul | 6.936 | 3.2594 | 3.6766 | 16.421
56167 | jul | 6.7648 | 3.2172 | 3.5475 | 15.3148
56168 | jul | 6.8764 | 3.1253 | 3.7511 | 16.0979
56169 | jul | 6.8805 | 3.0137 | 3.8667 | 17.3609
56170 | jul | 6.8538 | 2.9706 | 3.8832 | 17.4744
56171 | jul | 6.7028 | 3.371 | 3.3318 | 14.4005
56172 | jul | 6.8754 | 3.1274 | 3.748 | 16.3654
56173 | jul | 7.0269 | 2.919 | 4.108 | 18.1239
56174 | jul | 6.8982 | 3.29 | 3.6082 | 15.8569
56175 | jul | 6.9252 | 3.1231 | 3.8021 | 16.9181
56176 | jul | 6.7431 | 3.445 | 3.298 | 14.5199
56178 | jul | 6.8315 | 2.976 | 3.8555 | 17.457
56180 | jul | 6.9428 | 3.2073 | 3.7355 | 16.6921
56181 | jul | 6.7096 | 3.4867 | 3.2229 | 14.0734
56183 | jul | 6.8918 | 3.2433 | 3.6485 | 15.9803
56185 | jul | 6.8785 | 3.1202 | 3.7584 | 16.2066
56186 | jul | 6.8516 | 3.0276 | 3.824 | 16.9757
56187 | jul | 6.8016 | 3.1785 | 3.623 | 15.5967
56201 | jul | 6.8333 | 2.9393 | 3.894 | 15.529
56207 | jul | 6.6912 | 3.0688 | 3.6224 | 16.7272
56208 | jul | 6.7915 | 3.0844 | 3.7071 | 17.3441
56209 | jul | 6.8007 | 2.9576 | 3.8431 | 14.8916
56210 | jul | 6.8742 | 2.8442 | 4.0301 | 19.2635
56211 | jul | 6.8908 | 2.7846 | 4.1062 | 19.8084
56212 | jul | 6.9285 | 2.8981 | 4.0305 | 19.1126
56214 | jul | 6.9924 | 3.2103 | 3.7821 | 16.908
56215 | jul | 6.8113 | 3.0018 | 3.8095 | 16.0472
56216 | jul | 6.8798 | 3.0045 | 3.8753 | 15.969
56218 | jul | 6.9581 | 2.9331 | 4.025 | 18.0874
56219 | jul | 6.8827 | 2.7626 | 4.1201 | 19.988
56220 | jul | 6.9725 | 2.8623 | 4.1101 | 18.9733
56221 | jul | 6.7261 | 3.02 | 3.7061 | 17.453
56222 | jul | 6.9087 | 3.0024 | 3.9063 | 16.3147
56223 | jul | 6.9759 | 2.9226 | 4.0534 | 17.8179
56224 | jul | 6.972 | 3.4185 | 3.5535 | 16.4793
56225 | jul | 6.7788 | 2.9268 | 3.852 | 18.4614
56226 | jul | 6.7575 | 3.0676 | 3.6899 | 16.0273
56227 | jul | 6.7892 | 3.0172 | 3.772 | 17.9778
56228 | jul | 6.8341 | 3.0695 | 3.7646 | 15.195
56229 | jul | 6.9839 | 3.014 | 3.9698 | 17.5766
56230 | jul | 6.9084 | 3.1162 | 3.7922 | 16.2895
56231 | jul | 6.8092 | 3.0797 | 3.7295 | 16.5523
56232 | jul | 6.9332 | 2.946 | 3.9872 | 17.9204
56235 | jul | 6.7023 | 3.0228 | 3.6795 | 17.0904
56236 | jul | 6.7825 | 2.9142 | 3.8683 | 18.5347
56237 | jul | 6.9904 | 3.1292 | 3.8612 | 17.0254
56239 | jul | 6.9473 | 2.9726 | 3.9747 | 17.8245
56240 | jul | 6.7716 | 2.9303 | 3.8413 | 18.3866
56241 | jul | 6.9825 | 2.983 | 3.9996 | 17.2244
56243 | jul | 6.7936 | 2.973 | 3.8205 | 14.5219
56244 | jul | 6.6885 | 3.1159 | 3.5725 | 15.9495
56245 | jul | 6.9841 | 2.9777 | 4.0063 | 17.5897
56248 | jul | 6.6924 | 3.0248 | 3.6676 | 16.8634
56249 | jul | 6.7615 | 3.1195 | 3.642 | 16.7987
56251 | jul | 6.7972 | 2.9269 | 3.8703 | 15.1225
56252 | jul | 6.8376 | 2.94 | 3.8976 | 15.7509
56253 | jul | 6.8434 | 2.992 | 3.8515 | 15.5413
56255 | jul | 6.9899 | 3.2278 | 3.7622 | 16.8937
56256 | jul | 6.9421 | 2.9481 | 3.994 | 18.6223
56257 | jul | 6.9891 | 2.8363 | 4.1528 | 19.4769
56258 | jul | 6.9713 | 3.0349 | 3.9364 | 17.5534
56260 | jul | 6.94 | 2.9924 | 3.9475 | 16.6197
56262 | jul | 6.8669 | 3.0536 | 3.8133 | 17.4001
56263 | jul | 6.986 | 3.1413 | 3.8447 | 17.1687
56264 | jul | 6.9652 | 2.9349 | 4.0303 | 18.1376
56265 | jul | 6.9325 | 2.97 | 3.9625 | 16.9287
56266 | jul | 6.9669 | 3.4166 | 3.5503 | 16.2356
56267 | jul | 6.6682 | 3.0813 | 3.5869 | 16.335
56270 | jul | 6.9685 | 3.3352 | 3.6333 | 16.4658
56271 | jul | 6.8293 | 2.9515 | 3.8778 | 15.8452
56273 | jul | 6.7538 | 2.874 | 3.8798 | 14.699
56274 | jul | 6.7201 | 2.9925 | 3.7276 | 17.2693
56276 | jul | 6.8167 | 2.9449 | 3.8718 | 18.5255
56277 | jul | 6.8998 | 3.1071 | 3.7927 | 16.1412
56278 | jul | 6.8862 | 2.8409 | 4.0453 | 19.3404
56279 | jul | 6.8284 | 2.9177 | 3.9107 | 15.5128
56280 | jul | 6.9769 | 2.8977 | 4.0792 | 18.5999
56281 | jul | 6.8863 | 3.0123 | 3.874 | 16.1158
56282 | jul | 6.8731 | 2.9772 | 3.8959 | 16.0171
56283 | jul | 6.9858 | 3.3536 | 3.6323 | 16.7141
56284 | jul | 6.9295 | 3.1411 | 3.7883 | 16.4802
56285 | jul | 6.9537 | 3.087 | 3.8667 | 16.6912
56287 | jul | 6.9974 | 3.2632 | 3.7341 | 16.9116
56288 | jul | 6.7892 | 2.8972 | 3.892 | 14.9383
56289 | jul | 6.7872 | 2.8909 | 3.8962 | 15.2483
56291 | jul | 6.9446 | 2.9236 | 4.021 | 18.2367
56292 | jul | 6.9956 | 3.1781 | 3.8175 | 17.0485
56293 | jul | 6.9835 | 3.3245 | 3.659 | 16.7763
56294 | jul | 6.9718 | 3.35 | 3.6218 | 16.624
56295 | jul | 6.9144 | 2.9961 | 3.9182 | 17.3852
56296 | jul | 6.7781 | 2.9009 | 3.8772 | 18.6979
56297 | jul | 6.9913 | 3.0703 | 3.921 | 17.2467
56301 | jul | 6.5576 | 2.9882 | 3.5695 | 12.5066
56303 | jul | 6.5123 | 2.9561 | 3.5562 | 12.225
56304 | jul | 6.5069 | 3.1221 | 3.3849 | 12.0418
56307 | jul | 6.5882 | 2.8373 | 3.751 | 12.9486
56308 | jul | 6.5994 | 2.7742 | 3.8252 | 14.4939
56309 | jul | 6.631 | 2.9894 | 3.6416 | 15.6943
56310 | jul | 6.5676 | 2.8484 | 3.7191 | 12.605
56311 | jul | 6.6698 | 3.0162 | 3.6535 | 16.0591
56312 | jul | 6.6767 | 2.8366 | 3.8401 | 14.2424
56313 | jul | 6.3376 | 3.3737 | 2.9639 | 10.4653
56314 | jul | 6.5187 | 2.8967 | 3.622 | 12.3489
56315 | jul | 6.5925 | 2.9002 | 3.6923 | 14.857
56316 | jul | 6.679 | 2.8252 | 3.8538 | 14.4676
56318 | jul | 6.5495 | 2.8732 | 3.6763 | 12.8081
56319 | jul | 6.5593 | 2.8035 | 3.7558 | 14.033
56320 | jul | 6.6 | 2.9101 | 3.6899 | 12.8897
56323 | jul | 6.6935 | 3.0631 | 3.6305 | 15.6048
56324 | jul | 6.651 | 3.0044 | 3.6465 | 16.1717
56326 | jul | 6.6082 | 2.954 | 3.6542 | 15.2028
56327 | jul | 6.6503 | 2.9653 | 3.685 | 15.1566
56328 | jul | 6.5041 | 2.9303 | 3.5738 | 12.4438
56329 | jul | 6.4159 | 3.2092 | 3.2067 | 11.2318
56330 | jul | 6.3846 | 3.2996 | 3.085 | 10.9875
56331 | jul | 6.5924 | 2.8315 | 3.7609 | 13.13
56332 | jul | 6.5786 | 2.8484 | 3.7302 | 14.6249
56334 | jul | 6.7158 | 2.8451 | 3.8708 | 14.9115
56336 | jul | 6.5773 | 2.8299 | 3.7474 | 13.2344
56338 | jul | 6.327 | 3.2684 | 3.0586 | 10.5781
56339 | jul | 6.6507 | 3.0318 | 3.6189 | 15.6524
56340 | jul | 6.5291 | 2.8765 | 3.6526 | 12.3954
56341 | jul | 6.6325 | 2.8577 | 3.7748 | 14.8586
56342 | jul | 6.1249 | 3.5036 | 2.6213 | 9.0949
56343 | jul | 6.648 | 2.9654 | 3.6825 | 15.2128
56345 | jul | 6.468 | 3.0062 | 3.4618 | 11.9916
56347 | jul | 6.5319 | 2.8748 | 3.6571 | 13.1074
56349 | jul | 6.6637 | 2.8857 | 3.778 | 14.9545
56350 | jul | 6.0592 | 3.5711 | 2.4881 | 8.5853
56352 | jul | 6.6062 | 2.8197 | 3.7865 | 13.4825
56353 | jul | 6.3463 | 3.3488 | 2.9975 | 10.5911
56354 | jul | 6.5458 | 2.8471 | 3.6987 | 13.9674
56355 | jul | 6.5727 | 2.7652 | 3.8075 | 14.1071
56357 | jul | 6.4031 | 3.2626 | 3.1404 | 11.1367
56358 | jul | 6.2965 | 3.4108 | 2.8856 | 9.9996
56359 | jul | 6.2831 | 3.3607 | 2.9224 | 10.1037
56360 | jul | 6.5759 | 2.7802 | 3.7956 | 13.955
56361 | jul | 6.5083 | 2.9268 | 3.5814 | 13.8802
56362 | jul | 6.6764 | 2.8709 | 3.8055 | 13.77
56363 | jul | 6.3924 | 3.3352 | 3.0571 | 11.0137
56364 | jul | 6.3923 | 3.163 | 3.2292 | 11.0983
56367 | jul | 6.4625 | 3.0145 | 3.448 | 11.7018
56368 | jul | 6.6345 | 2.8809 | 3.7536 | 13.2448
56373 | jul | 6.4571 | 3.0057 | 3.4514 | 11.7572
56374 | jul | 6.5463 | 2.8884 | 3.6579 | 12.419
56375 | jul | 6.504 | 2.9224 | 3.5816 | 12.1524
56377 | jul | 6.5025 | 2.9443 | 3.5583 | 12.138
56378 | jul | 6.5993 | 2.7953 | 3.804 | 13.8156
56379 | jul | 6.4578 | 3.0637 | 3.3941 | 11.7209
56381 | jul | 6.7155 | 2.9666 | 3.7489 | 15.3758
56382 | jul | 6.5209 | 2.9069 | 3.6141 | 12.602
56384 | jul | 6.5466 | 2.8732 | 3.6734 | 12.6224
56385 | jul | 6.6231 | 2.7681 | 3.855 | 14.313
56386 | jul | 6.217 | 3.4391 | 2.778 | 9.5873
56387 | jul | 6.5315 | 2.9577 | 3.5738 | 12.3546
56389 | jul | 6.5825 | 2.7827 | 3.7998 | 13.9085
56401 | jul | 6.3226 | 3.282 | 3.0406 | 11.0039
56425 | jul | 6.3811 | 3.2346 | 3.1465 | 11.3793
56431 | jul | 6.1379 | 3.4826 | 2.6552 | 9.7398
56433 | jul | 6.0488 | 3.4809 | 2.5679 | 10.289
56434 | jul | 6.4311 | 3.1271 | 3.304 | 12.5302
56435 | jul | 6.152 | 3.4387 | 2.7133 | 10.7774
56437 | jul | 6.4601 | 3.0116 | 3.4485 | 12.9739
56438 | jul | 6.4794 | 2.9647 | 3.5147 | 12.6437
56440 | jul | 6.4694 | 2.9818 | 3.4876 | 12.8098
56441 | jul | 6.2124 | 3.4417 | 2.7707 | 10.6347
56442 | jul | 6.2114 | 3.4518 | 2.7596 | 10.84
56443 | jul | 6.4392 | 3.0722 | 3.367 | 12.0792
56444 | jul | 6.2219 | 3.3978 | 2.8241 | 10.4616
56446 | jul | 6.5021 | 2.9129 | 3.5892 | 13.2487
56447 | jul | 6.1554 | 3.5125 | 2.6429 | 10.3906
56448 | jul | 6.1717 | 3.4928 | 2.6788 | 10.738
56449 | jul | 6.4128 | 3.1447 | 3.2681 | 11.515
56450 | jul | 6.2333 | 3.3522 | 2.8812 | 10.4128
56452 | jul | 6.0677 | 3.4894 | 2.5783 | 10.4806
56453 | jul | 6.4444 | 3.0602 | 3.3842 | 12.9671
56455 | jul | 6.2474 | 3.3787 | 2.8687 | 10.7427
56456 | jul | 6.2208 | 3.3934 | 2.8274 | 11.0062
56458 | jul | 6.0289 | 3.3401 | 2.6887 | 10.7066
56461 | jul | 6.0087 | 3.3493 | 2.6594 | 10.5993
56464 | jul | 6.2891 | 3.3456 | 2.9435 | 12.0625
56465 | jul | 6.2687 | 3.374 | 2.8947 | 11.0145
56466 | jul | 6.3942 | 3.1846 | 3.2096 | 11.8714
56467 | jul | 6.1217 | 3.4332 | 2.6885 | 10.79
56468 | jul | 6.3024 | 3.3136 | 2.9888 | 11.2124
56469 | jul | 6.0916 | 3.5414 | 2.5502 | 9.8014
56470 | jul | 6.1641 | 3.2876 | 2.8765 | 11.4265
56472 | jul | 6.2451 | 3.3772 | 2.8679 | 11.0534
56473 | jul | 6.3811 | 3.2027 | 3.1784 | 11.6037
56474 | jul | 6.2312 | 3.3869 | 2.8444 | 11.0677
56475 | jul | 6.4678 | 3.009 | 3.4588 | 12.1996
56477 | jul | 6.3372 | 3.2921 | 3.045 | 12.2131
56479 | jul | 6.4113 | 3.1523 | 3.259 | 12.2473
56481 | jul | 6.4013 | 3.1836 | 3.2178 | 12.4097
56482 | jul | 6.4036 | 3.1575 | 3.2461 | 12.9057
56484 | jul | 6.0152 | 3.5099 | 2.5053 | 10.3112
56501 | jul | 6.2587 | 3.3225 | 2.9362 | 13.5674
56510 | jul | 6.5404 | 2.6314 | 3.909 | 17.6084
56511 | jul | 6.324 | 3.2559 | 3.0681 | 14.8407
56514 | jul | 6.6089 | 3.0116 | 3.5973 | 17.3855
56515 | jul | 6.512 | 3.0535 | 3.4585 | 15.0079
56516 | jul | 6.1589 | 3.0827 | 3.0762 | 14.1692
56517 | jul | 6.4103 | 2.6553 | 3.755 | 17.3359
56518 | jul | 6.3964 | 3.1671 | 3.2294 | 13.0612
56519 | jul | 6.6091 | 2.682 | 3.927 | 17.9095
56520 | jul | 6.7303 | 2.9478 | 3.7825 | 18.5666
56521 | jul | 6.2273 | 3.2735 | 2.9538 | 13.8325
56522 | jul | 6.7635 | 2.9298 | 3.8337 | 18.5739
56523 | jul | 6.4971 | 2.6262 | 3.8709 | 18.4065
56524 | jul | 6.5123 | 2.9986 | 3.5137 | 14.6998
56525 | jul | 6.7066 | 2.8403 | 3.8663 | 19.4746
56527 | jul | 6.4354 | 3.0865 | 3.3489 | 13.5084
56528 | jul | 6.4175 | 3.195 | 3.2225 | 14.7426
56529 | jul | 6.687 | 2.816 | 3.871 | 19.2403
56531 | jul | 6.6977 | 2.9913 | 3.7063 | 16.687
56533 | jul | 6.6569 | 3.028 | 3.6289 | 16.9115
56534 | jul | 6.5394 | 3.1056 | 3.4337 | 15.9106
56535 | jul | 6.1294 | 2.9837 | 3.1457 | 14.6882
56536 | jul | 6.6052 | 2.785 | 3.8202 | 17.7839
56537 | jul | 6.6861 | 3.0011 | 3.685 | 16.9826
56540 | jul | 6.278 | 2.8287 | 3.4493 | 15.8548
56542 | jul | 6.044 | 3.1734 | 2.8706 | 13.0457
56543 | jul | 6.7459 | 2.9558 | 3.7901 | 18.2091
56544 | jul | 6.3002 | 3.3095 | 2.9906 | 13.3208
56545 | jul | 6.3106 | 2.8508 | 3.4599 | 15.8201
56546 | jul | 6.6555 | 2.7132 | 3.9423 | 18.8049
56547 | jul | 6.6493 | 2.8593 | 3.7901 | 18.3683
56548 | jul | 6.6269 | 2.6401 | 3.9867 | 18.5721
56549 | jul | 6.5051 | 2.9955 | 3.5096 | 16.8072
56550 | jul | 6.6496 | 2.6592 | 3.9904 | 18.8932
56551 | jul | 6.4658 | 3.0424 | 3.4233 | 13.9419
56552 | jul | 6.4021 | 3.031 | 3.3711 | 16.135
56553 | jul | 6.7337 | 2.885 | 3.8487 | 19.3134
56554 | jul | 6.3794 | 3.156 | 3.2234 | 15.5737
56556 | jul | 6.0726 | 3.0817 | 2.9909 | 13.9376
56557 | jul | 6.136 | 3.1605 | 2.9755 | 13.4355
56560 | jul | 6.6839 | 2.7992 | 3.8847 | 19.2232
56562 | jul | 6.6916 | 2.7947 | 3.8969 | 19.547
56563 | jul | 6.6913 | 2.8007 | 3.8906 | 19.51
56565 | jul | 6.7596 | 2.943 | 3.8166 | 18.2723
56566 | jul | 6.1111 | 3.234 | 2.877 | 12.4114
56567 | jul | 6.3837 | 3.1969 | 3.1868 | 13.2799
56568 | jul | 6.5539 | 2.6402 | 3.9137 | 18.4692
56569 | jul | 6.2482 | 3.1858 | 3.0624 | 14.3598
56570 | jul | 6.2557 | 3.3015 | 2.9542 | 12.2507
56571 | jul | 6.4484 | 3.1309 | 3.3174 | 14.1012
56572 | jul | 6.5137 | 3.1376 | 3.3761 | 15.9707
56573 | jul | 6.366 | 3.2414 | 3.1247 | 13.6043
56574 | jul | 6.6563 | 2.6769 | 3.9794 | 18.897
56575 | jul | 6.1771 | 3.2488 | 2.9283 | 12.0666
56576 | jul | 6.4405 | 3.159 | 3.2815 | 14.5586
56577 | jul | 6.2455 | 3.3337 | 2.9118 | 13.912
56578 | jul | 6.2143 | 3.3416 | 2.8727 | 13.073
56579 | jul | 6.6583 | 3.0138 | 3.6445 | 17.4564
56580 | jul | 6.6838 | 2.8929 | 3.7909 | 18.7072
56581 | jul | 6.6014 | 2.644 | 3.9574 | 18.5641
56583 | jul | 6.7712 | 2.9164 | 3.8548 | 18.6059
56584 | jul | 6.3997 | 2.8715 | 3.5282 | 16.1217
56585 | jul | 6.4294 | 2.9549 | 3.4744 | 16.2657
56586 | jul | 6.5405 | 3.0629 | 3.4776 | 15.5549
56587 | jul | 6.3753 | 3.2609 | 3.1145 | 14.5836
56588 | jul | 6.4952 | 2.987 | 3.5082 | 14.2921
56589 | jul | 6.1923 | 3.2042 | 2.988 | 13.6016
56590 | jul | 6.7272 | 2.974 | 3.7532 | 17.3755
56592 | jul | 6.1532 | 3.0226 | 3.1306 | 14.5328
56593 | jul | 6.2654 | 3.2939 | 2.9715 | 12.5067
56594 | jul | 6.7063 | 2.9155 | 3.7907 | 18.8049
56601 | jul | 5.9228 | 3.3637 | 2.5591 | 10.4772
56621 | jul | 6.0585 | 3.184 | 2.8746 | 11.8087
56623 | may | 4.658 | 2.2528 | 2.4052 | 8.8252
56626 | jul | 5.9892 | 3.5732 | 2.416 | 10.6459
56627 | may | 4.7018 | 2.4027 | 2.2991 | 7.2292
56628 | may | 4.7413 | 2.5839 | 2.1574 | 7.7146
56629 | may | 4.6919 | 2.2559 | 2.436 | 7.1022
56630 | may | 4.8627 | 2.4862 | 2.3765 | 9.5691
56633 | jul | 5.9629 | 3.4933 | 2.4696 | 10.4369
56634 | jul | 5.9348 | 3.2148 | 2.72 | 11.7921
56636 | may | 4.8992 | 2.6438 | 2.2554 | 9.3371
56637 | may | 4.8342 | 2.6293 | 2.2048 | 8.3698
56639 | may | 4.6909 | 2.5285 | 2.1624 | 7.3557
56641 | jul | 6.0265 | 3.5469 | 2.4796 | 11.3032
56644 | jul | 5.9546 | 3.1831 | 2.7716 | 12.3568
56646 | jul | 5.9899 | 3.1522 | 2.8378 | 12.8878
56647 | jul | 5.8411 | 3.4061 | 2.435 | 10.1877
56649 | may | 4.4962 | 2.3607 | 2.1355 | 5.7911
56650 | may | 4.8231 | 2.401 | 2.4221 | 9.7577
56651 | jul | 6.0267 | 3.2014 | 2.8253 | 12.3761
56652 | jul | 5.984 | 3.1998 | 2.7842 | 11.6973
56653 | may | 4.5523 | 2.4094 | 2.1429 | 6.1964
56654 | may | 4.6816 | 2.3236 | 2.358 | 5.8284
56655 | jul | 6.0933 | 3.5132 | 2.5801 | 10.9318
56657 | may | 4.8094 | 2.6466 | 2.1629 | 8.0219
56659 | may | 4.8314 | 2.5691 | 2.2623 | 8.8129
56660 | may | 4.7875 | 2.4347 | 2.3528 | 8.4142
56661 | may | 4.7993 | 2.4849 | 2.3145 | 8.6123
56662 | jul | 6.1325 | 3.5461 | 2.5864 | 10.3267
56663 | jul | 5.9272 | 3.5026 | 2.4246 | 10.3884
56666 | jul | 5.7963 | 3.3448 | 2.4515 | 10.4901
56667 | jul | 5.8806 | 3.2928 | 2.5878 | 10.833
56668 | may | 4.4882 | 2.3554 | 2.1327 | 5.7126
56669 | may | 4.4838 | 2.3887 | 2.0952 | 5.6086
56670 | jul | 5.8414 | 3.3272 | 2.5143 | 10.7086
56671 | jul | 5.8979 | 3.2706 | 2.6273 | 11.187
56672 | jul | 6.0723 | 3.5906 | 2.4818 | 10.4635
56673 | may | 4.612 | 2.2548 | 2.3572 | 10.1702
56676 | jul | 6.031 | 3.1643 | 2.8667 | 11.267
56678 | jul | 5.9971 | 3.203 | 2.7942 | 11.0365
56680 | may | 4.8288 | 2.5973 | 2.2314 | 8.436
56681 | jul | 5.8765 | 3.5597 | 2.3168 | 9.3942
56682 | may | 4.6135 | 2.2611 | 2.3524 | 10.1656
56683 | jul | 5.8714 | 3.4102 | 2.4612 | 10.2428
56684 | jul | 6.0134 | 3.1268 | 2.8866 | 13.315
56685 | may | 4.7715 | 2.347 | 2.4244 | 9.0865
56686 | may | 4.6042 | 2.2373 | 2.3669 | 10.0058
56688 | may | 4.7858 | 2.5404 | 2.2454 | 8.334
56701 | jul | 6.0474 | 2.855 | 3.1923 | 15.2718
56710 | jul | 6.2128 | 2.5207 | 3.6921 | 18.2786
56711 | may | 4.5236 | 2.1662 | 2.3574 | 8.7019
56713 | jul | 6.1629 | 2.5166 | 3.6463 | 17.9263
56714 | jul | 5.7972 | 2.848 | 2.9491 | 13.9732
56715 | jul | 6.0996 | 2.9499 | 3.1497 | 14.811
56716 | jul | 6.3333 | 2.645 | 3.6883 | 17.5895
56720 | jul | 6.0781 | 2.4907 | 3.5874 | 17.1263
56721 | jul | 6.2912 | 2.5522 | 3.739 | 18.4559
56722 | jul | 6.2458 | 2.6158 | 3.63 | 17.6857
56723 | jul | 6.4111 | 2.5884 | 3.8227 | 18.4568
56724 | jul | 5.8031 | 3.0815 | 2.7216 | 13.2877
56725 | jul | 5.9307 | 3.0999 | 2.8309 | 13.318
56726 | jul | 5.841 | 2.8648 | 2.9762 | 14.3747
56727 | jul | 5.8413 | 3.1449 | 2.6964 | 12.7653
56728 | jul | 6.0247 | 2.5135 | 3.5112 | 16.7153
56729 | jul | 5.958 | 2.6099 | 3.3481 | 15.7806
56732 | jul | 5.9824 | 2.6099 | 3.3724 | 15.9897
56733 | jul | 6.0842 | 2.4707 | 3.6134 | 17.3819
56734 | jul | 5.8955 | 2.6275 | 3.268 | 15.1186
56735 | jul | 5.9392 | 2.5435 | 3.3957 | 15.5812
56736 | jul | 6.2141 | 2.8318 | 3.3823 | 15.7672
56737 | jul | 5.87 | 2.9364 | 2.9336 | 14.2933
56738 | jul | 5.9761 | 2.8263 | 3.1498 | 15.2246
56740 | jul | 5.9524 | 2.6388 | 3.3136 | 15.7025
56741 | may | 4.5089 | 2.1034 | 2.4055 | 8.4203
56742 | jul | 6.0418 | 3.054 | 2.9878 | 13.9718
56744 | jul | 6.23 | 2.4978 | 3.7322 | 18.6265
56748 | jul | 6.0292 | 3.0086 | 3.0205 | 14.2328
56750 | jul | 6.1658 | 2.7849 | 3.3809 | 16.072
56751 | may | 4.6652 | 2.1565 | 2.5087 | 11.9017
56754 | jul | 6.1206 | 2.7836 | 3.337 | 15.9535
56755 | jul | 5.9704 | 2.6445 | 3.3259 | 16.2273
56756 | may | 4.6263 | 2.2342 | 2.3921 | 10.8027
56757 | jul | 6.1163 | 2.503 | 3.6132 | 17.6268
56758 | jul | 5.9933 | 2.6873 | 3.3061 | 15.9014
56759 | jul | 5.847 | 2.8854 | 2.9616 | 14.384
56760 | jul | 6.0852 | 2.6608 | 3.4244 | 16.522
56761 | jul | 5.7434 | 3.1211 | 2.6223 | 12.8189
56762 | jul | 6.1833 | 2.588 | 3.5953 | 17.6065
56763 | may | 4.6117 | 2.2643 | 2.3474 | 10.1533
57001 | jul | 7.1956 | 2.8401 | 4.3555 | 21.5873
57002 | jul | 7.0165 | 2.7252 | 4.2913 | 20.0316
57003 | jul | 7.1625 | 2.5645 | 4.598 | 20.0058
57004 | jul | 7.264 | 2.7995 | 4.4645 | 22.3628
57005 | jul | 7.1862 | 2.5979 | 4.5883 | 20.0775
57006 | jul | 7.0342 | 2.7033 | 4.3309 | 20.2632
57007 | jul | 7.034 | 2.6992 | 4.3348 | 20.3449
57010 | jul | 7.3047 | 2.932 | 4.3727 | 22.596
57012 | jul | 7.2985 | 2.7509 | 4.5475 | 21.4987
57013 | jul | 7.221 | 2.6996 | 4.5214 | 21.4003
57014 | jul | 7.3415 | 2.7771 | 4.5644 | 22.8433
57015 | jul | 7.2741 | 2.6372 | 4.637 | 21.734
57016 | jul | 7.1481 | 2.7033 | 4.4447 | 19.6427
57017 | jul | 7.0944 | 2.6793 | 4.4151 | 19.8604
57018 | jul | 7.1642 | 2.6594 | 4.5048 | 19.8641
57020 | jul | 7.1999 | 2.5488 | 4.6511 | 20.237
57021 | jul | 7.3134 | 2.6948 | 4.6186 | 22.5465
57022 | jul | 7.1259 | 2.6296 | 4.4963 | 19.7323
57024 | jul | 7.0704 | 2.7052 | 4.3652 | 19.5126
57025 | jul | 7.2226 | 2.9067 | 4.3159 | 21.8252
57026 | jul | 6.9676 | 2.7958 | 4.1718 | 19.182
57027 | jul | 7.1744 | 2.7739 | 4.4005 | 20.9248
57028 | jul | 7.0303 | 2.7497 | 4.2806 | 19.4119
57029 | jul | 7.3394 | 2.7901 | 4.5493 | 23.0691
57030 | jul | 7.1163 | 2.6676 | 4.4487 | 19.3538
57031 | jul | 7.4063 | 2.731 | 4.6753 | 23.5257
57032 | jul | 7.2338 | 2.599 | 4.6348 | 21.1306
57033 | jul | 7.2077 | 2.6068 | 4.601 | 20.5129
57034 | jul | 7.1841 | 2.7887 | 4.3954 | 21.2226
57035 | jul | 7.2118 | 2.6715 | 4.5403 | 20.61
57036 | jul | 7.3066 | 2.724 | 4.5826 | 22.5605
57037 | jul | 7.3223 | 2.756 | 4.5663 | 23.0811
57038 | jul | 7.1232 | 2.8958 | 4.2274 | 21.0118
57039 | jul | 7.2854 | 2.6491 | 4.6363 | 22.0335
57040 | jul | 7.4458 | 2.7681 | 4.6777 | 24.3632
57042 | jul | 7.152 | 2.7885 | 4.3635 | 19.2629
57043 | jul | 7.288 | 2.7557 | 4.5323 | 22.3029
57045 | jul | 7.3728 | 2.8183 | 4.5545 | 23.6273
57046 | jul | 7.3652 | 2.712 | 4.6532 | 23.6057
57047 | jul | 7.2787 | 2.7235 | 4.5553 | 21.6979
57048 | jul | 7.2265 | 2.7384 | 4.4881 | 20.2988
57049 | jul | 7.0749 | 2.893 | 4.1819 | 20.6405
57050 | jul | 7.0888 | 2.739 | 4.3497 | 19.6357
57051 | jul | 7.1462 | 2.8592 | 4.2871 | 18.7694
57052 | jul | 7.4568 | 2.7802 | 4.6766 | 24.3769
57053 | jul | 7.2838 | 2.6966 | 4.5871 | 22.0384
57054 | jul | 7.146 | 2.8525 | 4.2935 | 18.7824
57055 | jul | 7.2125 | 2.5165 | 4.6961 | 20.2196
57057 | jul | 7.0896 | 2.7131 | 4.3764 | 19.7377
57058 | jul | 7.2795 | 2.8086 | 4.4708 | 20.3462
57059 | jul | 7.4824 | 2.7702 | 4.7122 | 24.6864
57062 | jul | 7.5024 | 2.7728 | 4.7295 | 24.9612
57063 | jul | 7.4437 | 2.7346 | 4.7091 | 24.2928
57064 | jul | 7.2571 | 2.5849 | 4.6722 | 21.2807
57065 | jul | 7.0711 | 2.7136 | 4.3576 | 19.2815
57066 | jul | 7.4958 | 2.7599 | 4.7359 | 24.8046
57067 | jul | 7.3834 | 2.7353 | 4.648 | 24.0076
57068 | jul | 7.1462 | 2.6794 | 4.4668 | 19.6534
57069 | jul | 7.3831 | 2.873 | 4.5101 | 23.1405
57070 | jul | 7.318 | 2.7487 | 4.5693 | 22.8016
57071 | jul | 7.0668 | 2.7205 | 4.3464 | 19.9951
57072 | jul | 7.3568 | 2.7508 | 4.606 | 23.2844
57073 | jul | 7.3664 | 2.7987 | 4.5677 | 23.0723
57075 | jul | 7.1145 | 2.7039 | 4.4106 | 19.6679
57076 | jul | 7.2068 | 2.8903 | 4.3165 | 18.7472
57077 | jul | 7.2631 | 2.6582 | 4.605 | 21.8702
57078 | jul | 7.3628 | 2.6895 | 4.6732 | 23.7769
57103 | jul | 7.2528 | 2.5185 | 4.7344 | 20.5904
57104 | jul | 7.2483 | 2.4992 | 4.749 | 20.3603
57105 | jul | 7.2693 | 2.5055 | 4.7638 | 20.7816
57106 | jul | 7.2567 | 2.5434 | 4.7133 | 20.9365
57107 | jul | 7.2482 | 2.5112 | 4.7371 | 20.5336
57108 | jul | 7.2402 | 2.5626 | 4.6776 | 20.8649
57110 | jul | 7.2243 | 2.5555 | 4.6689 | 20.4364
57197 | jul | 7.2772 | 2.4927 | 4.7846 | 20.7834
57201 | jul | 6.9427 | 2.7176 | 4.2251 | 19.7332
57212 | jul | 7.0786 | 2.77 | 4.3087 | 19.4825
57213 | jul | 6.9089 | 2.8076 | 4.1013 | 19.1197
57216 | jul | 6.9449 | 2.8213 | 4.1236 | 19.5682
57217 | jul | 6.9211 | 2.6175 | 4.3036 | 20.4081
57218 | jul | 6.9296 | 2.7861 | 4.1435 | 19.2865
57219 | jul | 6.939 | 2.5211 | 4.4179 | 21.1736
57220 | jul | 7.0328 | 2.7232 | 4.3096 | 20.0335
57221 | jul | 7.031 | 2.7414 | 4.2897 | 19.6572
57223 | jul | 6.9873 | 2.7309 | 4.2564 | 19.756
57224 | jul | 6.8574 | 2.6185 | 4.2389 | 20.7053
57225 | jul | 6.9703 | 2.6338 | 4.3364 | 20.412
57226 | jul | 6.9265 | 2.7699 | 4.1566 | 19.3209
57227 | jul | 6.949 | 2.7741 | 4.175 | 19.9222
57231 | jul | 7.1458 | 2.7892 | 4.3566 | 19.4836
57232 | jul | 6.8114 | 2.5514 | 4.2599 | 20.3794
57233 | jul | 7.0667 | 2.7724 | 4.2943 | 19.4055
57234 | jul | 7.0068 | 2.7337 | 4.2732 | 19.8242
57235 | jul | 6.9356 | 2.6707 | 4.2649 | 20.1123
57236 | jul | 6.9389 | 2.6544 | 4.2845 | 20.1191
57237 | jul | 6.9496 | 2.7996 | 4.15 | 19.3856
57238 | jul | 6.9139 | 2.7549 | 4.159 | 19.3123
57239 | jul | 6.8301 | 2.5662 | 4.2639 | 20.351
57241 | jul | 7.025 | 2.7301 | 4.295 | 19.8568
57242 | jul | 7.001 | 2.7134 | 4.2876 | 19.9492
57243 | jul | 6.9743 | 2.6782 | 4.2961 | 20.1416
57245 | jul | 6.9175 | 2.7463 | 4.1712 | 19.341
57246 | jul | 6.953 | 2.7458 | 4.2072 | 19.7633
57247 | jul | 6.8036 | 2.5116 | 4.2919 | 20.6002
57248 | jul | 7.0641 | 2.7429 | 4.3213 | 19.7308
57249 | jul | 7.1101 | 2.8177 | 4.2924 | 19.0443
57251 | jul | 6.8906 | 2.7113 | 4.1793 | 19.758
57252 | jul | 6.9758 | 2.7666 | 4.2091 | 19.9264
57255 | jul | 6.8737 | 2.7079 | 4.1658 | 20.3577
57256 | jul | 6.8676 | 2.666 | 4.2016 | 19.8528
57257 | jul | 6.862 | 2.67 | 4.1919 | 20.1076
57258 | jul | 7.0583 | 2.5446 | 4.5138 | 21.463
57259 | jul | 6.9668 | 2.7718 | 4.1949 | 19.6905
57260 | jul | 6.8457 | 2.8024 | 4.0433 | 19.6966
57261 | jul | 6.8526 | 2.4622 | 4.3904 | 21.2113
57262 | jul | 6.8651 | 2.6751 | 4.19 | 20.3181
57263 | jul | 6.8649 | 2.716 | 4.1489 | 19.4756
57264 | jul | 6.8934 | 2.7365 | 4.1568 | 19.5535
57265 | jul | 6.9011 | 2.753 | 4.1482 | 19.3694
57266 | jul | 6.867 | 2.691 | 4.176 | 19.7302
57268 | jul | 6.9399 | 2.7612 | 4.1787 | 19.4974
57269 | jul | 6.9392 | 2.7299 | 4.2093 | 19.9145
57270 | jul | 6.8143 | 2.5104 | 4.3039 | 20.8314
57271 | jul | 7.0005 | 2.7045 | 4.296 | 19.817
57272 | jul | 6.9319 | 2.635 | 4.2969 | 20.2875
57273 | jul | 6.8656 | 2.6216 | 4.244 | 20.1571
57274 | jul | 6.8857 | 2.5502 | 4.3355 | 20.7304
57276 | jul | 6.9361 | 2.7796 | 4.1565 | 19.4009
57278 | jul | 7.0667 | 2.6491 | 4.4176 | 20.4369
57279 | jul | 6.9258 | 2.7123 | 4.2135 | 20.2346
57301 | jul | 7.5129 | 2.5577 | 4.9552 | 24.9718
57311 | jul | 7.5044 | 2.6429 | 4.8615 | 24.0006
57312 | jul | 7.4621 | 2.3766 | 5.0855 | 25.0515
57313 | jul | 7.5948 | 2.6885 | 4.9064 | 25.5124
57314 | jul | 7.4027 | 2.5707 | 4.8319 | 23.1145
57315 | jul | 7.4773 | 2.7747 | 4.7026 | 24.8126
57317 | jul | 7.7611 | 2.8104 | 4.9507 | 26.4438
57319 | jul | 7.3826 | 2.7581 | 4.6245 | 22.6207
57321 | jul | 7.3455 | 2.8406 | 4.505 | 20.3011
57322 | jul | 7.1742 | 2.5254 | 4.6488 | 21.8167
57323 | jul | 7.2738 | 2.7892 | 4.4846 | 20.1808
57324 | jul | 7.3105 | 2.4946 | 4.8158 | 22.8591
57325 | jul | 7.8859 | 2.4323 | 5.4536 | 28.4806
57328 | jul | 7.5803 | 2.6412 | 4.9391 | 25.4891
57329 | jul | 7.5281 | 2.7818 | 4.7463 | 25.0553
57330 | jul | 7.5207 | 2.7132 | 4.8075 | 25.0641
57331 | jul | 7.4888 | 2.6397 | 4.8492 | 25.0576
57332 | jul | 7.4782 | 2.7049 | 4.7733 | 23.8667
57334 | jul | 7.5029 | 2.613 | 4.8899 | 25.0961
57335 | jul | 7.7122 | 2.8063 | 4.9059 | 26.0793
57337 | jul | 7.39 | 2.7014 | 4.6886 | 21.8504
57339 | jul | 7.839 | 2.3317 | 5.5074 | 29.2403
57340 | jul | 7.4989 | 2.6073 | 4.8916 | 23.9497
57341 | jul | 7.6744 | 2.295 | 5.3794 | 28.0276
57342 | jul | 7.7014 | 2.7129 | 4.9884 | 25.9879
57344 | jul | 7.6562 | 2.6301 | 5.026 | 25.9026
57345 | jul | 7.6909 | 2.4473 | 5.2436 | 27.9096
57348 | jul | 7.3533 | 2.3418 | 5.0116 | 23.9232
57349 | jul | 7.273 | 2.8927 | 4.3802 | 19.1728
57350 | jul | 7.3477 | 2.4001 | 4.9476 | 23.6672
57353 | jul | 7.2249 | 2.6398 | 4.5851 | 21.1688
57355 | jul | 7.7067 | 2.4727 | 5.2341 | 26.8639
57356 | jul | 7.6344 | 2.7561 | 4.8783 | 25.7051
57359 | jul | 7.4972 | 2.4947 | 5.0025 | 24.865
57362 | jul | 7.562 | 2.3206 | 5.2414 | 26.8961
57363 | jul | 7.5031 | 2.5468 | 4.9563 | 25.3469
57364 | jul | 7.6397 | 2.6425 | 4.9972 | 25.8454
57365 | jul | 7.9521 | 2.3741 | 5.5781 | 29.717
57366 | jul | 7.4799 | 2.6841 | 4.7959 | 24.8967
57368 | jul | 7.563 | 2.502 | 5.061 | 25.6727
57369 | jul | 7.7967 | 2.6164 | 5.1803 | 26.6422
57370 | jul | 7.7993 | 2.3932 | 5.4061 | 28.214
57371 | jul | 7.6378 | 2.4068 | 5.2309 | 27.5651
57373 | jul | 7.4857 | 2.2803 | 5.2055 | 26.1275
57374 | jul | 7.4255 | 2.7682 | 4.6572 | 21.7045
57375 | jul | 7.6022 | 2.5876 | 5.0146 | 25.6238
57376 | jul | 7.4715 | 2.7434 | 4.728 | 24.7898
57379 | jul | 7.497 | 2.3366 | 5.1604 | 25.5022
57380 | jul | 7.5931 | 2.7773 | 4.8159 | 25.3754
57381 | jul | 7.4836 | 2.3076 | 5.176 | 25.7724
57382 | jul | 7.5093 | 2.3956 | 5.1137 | 25.9073
57383 | jul | 7.6086 | 2.4998 | 5.1089 | 26.0423
57384 | jul | 7.444 | 2.3174 | 5.1265 | 24.9768
57385 | jul | 7.4788 | 2.4389 | 5.0399 | 24.8415
57386 | jul | 7.2292 | 2.5091 | 4.7201 | 22.1546
57401 | jul | 7.2386 | 2.4184 | 4.8202 | 23.7134
57421 | jul | 7.0239 | 2.3334 | 4.6905 | 22.793
57422 | jul | 7.0453 | 2.4483 | 4.597 | 22.1206
57424 | jul | 7.2925 | 2.305 | 4.9875 | 23.5822
57427 | jul | 7.1703 | 2.4755 | 4.6948 | 23.302
57428 | jul | 7.3621 | 2.1397 | 5.2224 | 26.5613
57429 | jul | 7.2 | 2.3999 | 4.8001 | 22.9986
57430 | jul | 6.9004 | 2.3441 | 4.5563 | 22.1621
57432 | jul | 7.0594 | 2.3814 | 4.678 | 22.8104
57433 | jul | 7.1425 | 2.4557 | 4.6868 | 23.0495
57434 | jul | 7.1031 | 2.4765 | 4.6265 | 22.1884
57435 | jul | 7.3378 | 2.1968 | 5.141 | 24.9341
57436 | jul | 7.1945 | 2.4541 | 4.7403 | 22.4149
57437 | jul | 7.2015 | 2.1661 | 5.0353 | 25.5005
57438 | jul | 7.4051 | 2.1814 | 5.2238 | 25.6293
57440 | jul | 7.2652 | 2.3731 | 4.8921 | 23.1869
57441 | jul | 7.1364 | 2.4094 | 4.727 | 22.8887
57442 | jul | 7.6663 | 2.0298 | 5.6365 | 29.3891
57445 | jul | 7.1017 | 2.4447 | 4.657 | 22.8849
57446 | jul | 7.0549 | 2.3829 | 4.672 | 22.5039
57448 | jul | 7.241 | 2.1964 | 5.0446 | 25.3084
57449 | jul | 7.0794 | 2.4085 | 4.6709 | 22.7712
57450 | jul | 7.494 | 2.1287 | 5.3653 | 27.6124
57451 | jul | 7.2626 | 2.264 | 4.9986 | 24.5303
57452 | jul | 7.4121 | 2.0595 | 5.3526 | 27.2854
57454 | jul | 6.9302 | 2.3841 | 4.5462 | 22.0845
57455 | jul | 7.5622 | 2.2455 | 5.3167 | 27.724
57456 | jul | 7.1224 | 2.3437 | 4.7787 | 23.5893
57457 | jul | 7.0597 | 2.3329 | 4.7268 | 23.5584
57460 | jul | 7.2945 | 2.2958 | 4.9986 | 23.9913
57461 | jul | 7.273 | 2.35 | 4.923 | 23.272
57465 | jul | 7.3214 | 2.2515 | 5.0699 | 24.1592
57466 | jul | 7.3995 | 2.2004 | 5.1991 | 26.3031
57467 | jul | 7.4957 | 2.2418 | 5.2538 | 26.1401
57468 | jul | 6.9537 | 2.4143 | 4.5394 | 21.9848
57469 | jul | 7.3479 | 2.2727 | 5.0752 | 24.2196
57470 | jul | 7.4038 | 2.2047 | 5.1992 | 25.3258
57471 | jul | 7.3015 | 2.2026 | 5.0989 | 25.4395
57472 | jul | 7.5329 | 1.9554 | 5.5774 | 28.7095
57473 | jul | 7.4553 | 2.2627 | 5.1926 | 26.49
57474 | jul | 7.1729 | 2.4366 | 4.7363 | 23.044
57475 | jul | 7.4724 | 2.1933 | 5.2792 | 26.9931
57476 | jul | 7.4235 | 2.2692 | 5.1544 | 24.8225
57477 | jul | 7.1638 | 2.4512 | 4.7126 | 22.4268
57479 | jul | 7.2704 | 2.4015 | 4.8689 | 23.5036
57481 | jul | 7.1988 | 2.3896 | 4.8093 | 23.5311
57501 | jul | 7.9967 | 2.0512 | 5.9455 | 31.5598
57520 | jul | 7.7995 | 2.025 | 5.7745 | 30.2536
57521 | jul | 8.1909 | 2.0051 | 6.1858 | 33.7086
57522 | jul | 7.9043 | 2.3237 | 5.5805 | 29.8501
57523 | jul | 7.8362 | 2.6709 | 5.1654 | 27.1504
57528 | jul | 7.9209 | 2.6842 | 5.2367 | 28.9608
57529 | jul | 7.85 | 2.6854 | 5.1646 | 28.3851
57531 | jul | 8.1213 | 2.2028 | 5.9185 | 31.9818
57532 | jul | 8.0873 | 1.9149 | 6.1724 | 32.9873
57533 | jul | 7.9035 | 2.6021 | 5.3014 | 28.5105
57534 | jul | 8.0316 | 2.4352 | 5.5965 | 30.5057
57536 | jul | 7.8944 | 2.4014 | 5.493 | 29.614
57537 | jul | 8.0535 | 1.8125 | 6.241 | 33.2795
57538 | jul | 7.7687 | 2.7885 | 4.9802 | 26.8447
57540 | jul | 7.7625 | 2.4832 | 5.2794 | 28.4902
57541 | jul | 8.083 | 2.436 | 5.647 | 31.1934
57543 | jul | 8.1941 | 1.9604 | 6.2337 | 34.2158
57544 | jul | 8.071 | 2.3401 | 5.7308 | 31.4132
57547 | jul | 8.1833 | 2.1091 | 6.0743 | 33.896
57548 | jul | 8.0038 | 2.3432 | 5.6606 | 30.7016
57551 | jul | 8.0481 | 2.2725 | 5.7756 | 33.7601
57552 | jul | 8.0945 | 1.868 | 6.2265 | 33.3937
57553 | jul | 8.0704 | 1.8353 | 6.2351 | 33.2499
57555 | jul | 8.0737 | 2.5375 | 5.5361 | 31.3526
57559 | jul | 8.1668 | 2.0974 | 6.0694 | 32.7264
57560 | jul | 8.1678 | 2.229 | 5.9388 | 33.1866
57562 | jul | 8.1673 | 2.0183 | 6.1489 | 33.2585
57564 | jul | 7.8303 | 2.1505 | 5.6798 | 29.9398
57566 | jul | 8.1226 | 2.3098 | 5.8128 | 32.8074
57567 | jul | 8.119 | 1.8877 | 6.2313 | 33.6836
57568 | jul | 8.1041 | 2.3224 | 5.7817 | 31.4887
57569 | jul | 7.9886 | 2.3767 | 5.6119 | 30.3558
57571 | jul | 7.78 | 2.7768 | 5.0032 | 26.538
57572 | jul | 8.0959 | 2.3802 | 5.7157 | 32.6055
57574 | jul | 8.0741 | 2.2655 | 5.8086 | 33.5772
57576 | jul | 8.101 | 2.2506 | 5.8504 | 31.5342
57577 | jul | 8.1359 | 2.1032 | 6.0327 | 34.3709
57579 | jul | 8.1975 | 2.2351 | 5.9624 | 32.9485
57580 | jul | 8.011 | 2.5967 | 5.4143 | 30.0923
57584 | jul | 8.0827 | 2.4881 | 5.5946 | 31.1313
57585 | jul | 8.128 | 2.4228 | 5.7052 | 31.6286
57601 | jul | 7.6177 | 1.7784 | 5.8393 | 30.1145
57620 | jul | 7.7515 | 1.7677 | 5.9838 | 30.9499
57622 | jul | 8.0603 | 1.8034 | 6.2569 | 33.261
57623 | jul | 7.8767 | 1.8139 | 6.0628 | 31.7595
57625 | jul | 7.8151 | 1.7777 | 6.0374 | 31.5681
57626 | jul | 7.885 | 1.7872 | 6.0978 | 31.9689
57630 | jul | 7.6587 | 1.7262 | 5.9325 | 30.8108
57631 | jul | 7.5633 | 1.8418 | 5.7215 | 29.3804
57632 | jul | 7.3214 | 1.9639 | 5.3575 | 27.3848
57633 | jul | 7.7637 | 1.7918 | 5.972 | 31.0826
57634 | jul | 7.6106 | 1.7727 | 5.8379 | 29.757
57638 | jul | 7.646 | 1.7678 | 5.8783 | 29.972
57640 | jul | 7.6786 | 1.7741 | 5.9045 | 30.1853
57641 | jul | 7.6301 | 1.7591 | 5.871 | 30.1254
57642 | jul | 7.5968 | 1.7045 | 5.8923 | 30.3246
57644 | jul | 7.7563 | 1.78 | 5.9763 | 30.865
57645 | jul | 7.537 | 1.7767 | 5.7602 | 29.3585
57646 | jul | 7.437 | 1.9122 | 5.5248 | 28.3721
57648 | jul | 7.412 | 1.8038 | 5.6082 | 28.6757
57649 | jul | 7.7729 | 1.7595 | 6.0134 | 30.9914
57650 | jul | 7.7293 | 1.755 | 5.9743 | 30.3795
57651 | jul | 7.7875 | 1.7373 | 6.0501 | 31.2362
57656 | jul | 7.7223 | 1.7418 | 5.9805 | 31.107
57657 | jul | 7.6973 | 1.7328 | 5.9645 | 30.8259
57658 | jul | 7.5665 | 1.7073 | 5.8592 | 30.0995
57660 | jul | 7.5767 | 1.7636 | 5.8131 | 29.7574
57701 | jul | 7.861 | 2.0124 | 5.8485 | 32.6152
57702 | aug | 7.0654 | 1.5216 | 5.5438 | 31.2412
57703 | aug | 7.4257 | 1.4278 | 5.9979 | 33.1481
57706 | aug | 7.4447 | 1.4015 | 6.0431 | 33.0783
57714 | aug | 7.2132 | 1.4031 | 5.8101 | 33.8838
57716 | aug | 7.1894 | 1.3675 | 5.8219 | 34.1603
57717 | jul | 8.1036 | 1.6489 | 6.4547 | 33.8726
57718 | jul | 7.6849 | 2.0499 | 5.635 | 31.5585
57719 | aug | 7.4577 | 1.3574 | 6.1003 | 33.3039
57720 | jul | 7.9223 | 1.6641 | 6.2582 | 32.2056
57722 | aug | 7.4967 | 1.2503 | 6.2464 | 35.6498
57724 | jul | 7.9787 | 1.5797 | 6.399 | 32.3957
57725 | aug | 7.4929 | 1.3386 | 6.1543 | 34.0966
57730 | aug | 6.9626 | 1.3237 | 5.6389 | 31.8127
57732 | jul | 7.4151 | 1.9286 | 5.4864 | 29.6678
57735 | aug | 7.4647 | 1.0905 | 6.3743 | 36.2469
57737 | jul | 7.925 | 1.7806 | 6.1444 | 32.9152
57738 | aug | 7.392 | 1.329 | 6.0631 | 34.5247
57741 | jul | 7.8695 | 1.884 | 5.9855 | 32.5233
57744 | aug | 7.3916 | 1.3734 | 6.0183 | 33.9185
57745 | jul | 7.2329 | 1.9031 | 5.3298 | 28.6985
57747 | aug | 7.4933 | 1.148 | 6.3453 | 36.2143
57748 | jul | 8.0271 | 1.7929 | 6.2342 | 33.2364
57750 | aug | 7.505 | 1.2876 | 6.2174 | 34.6526
57751 | aug | 6.9543 | 1.4631 | 5.4911 | 30.9659
57752 | aug | 7.4585 | 1.2882 | 6.1702 | 35.0735
57754 | jul | 7.3046 | 1.8308 | 5.4738 | 28.5952
57755 | jul | 7.8163 | 1.7117 | 6.1046 | 30.8518
57756 | aug | 7.3475 | 1.3097 | 6.0378 | 34.8975
57758 | jul | 7.8638 | 1.7581 | 6.1057 | 32.1053
57759 | jul | 7.4142 | 1.9711 | 5.4431 | 29.8072
57760 | jul | 7.9647 | 1.7288 | 6.2359 | 32.949
57761 | jul | 8.0259 | 1.8185 | 6.2074 | 33.8163
57762 | jul | 8.1076 | 1.7518 | 6.3558 | 33.8995
57763 | aug | 7.4794 | 1.1389 | 6.3404 | 36.4964
57766 | aug | 7.5826 | 1.1951 | 6.3874 | 36.6261
57767 | jul | 8.0712 | 1.8553 | 6.216 | 34.007
57769 | jul | 7.8123 | 1.9228 | 5.8895 | 32.3223
57770 | aug | 7.4668 | 1.2622 | 6.2046 | 35.7934
57772 | aug | 7.2593 | 1.3453 | 5.9139 | 34.2449
57775 | jul | 8.0608 | 1.903 | 6.1578 | 33.6064
57779 | jul | 8.014 | 1.7575 | 6.2565 | 33.2218
57780 | aug | 7.4899 | 1.2755 | 6.2144 | 34.8297
57782 | aug | 7.5559 | 1.1623 | 6.3935 | 36.6822
57783 | jul | 7.7944 | 1.7559 | 6.0385 | 31.685
57785 | jul | 7.9718 | 1.8138 | 6.158 | 33.1933
57787 | jul | 7.9161 | 1.756 | 6.1601 | 32.6884
57788 | jul | 8.064 | 1.773 | 6.291 | 33.737
57790 | jul | 8.0913 | 1.8851 | 6.2061 | 33.9162
57791 | jul | 8.1252 | 1.8269 | 6.2983 | 34.1216
57792 | jul | 7.8982 | 1.7893 | 6.1089 | 32.6263
57793 | jul | 7.9566 | 1.8172 | 6.1394 | 32.8893
57794 | aug | 7.2542 | 1.3335 | 5.9207 | 34.6246
58004 | jul | 6.6209 | 2.5385 | 4.0824 | 19.9233
58005 | jul | 6.6652 | 2.675 | 3.9903 | 19.6533
58006 | jul | 6.6103 | 2.5503 | 4.0601 | 19.7537
58007 | jul | 6.5957 | 2.4664 | 4.1292 | 19.9902
58008 | jul | 6.7716 | 2.7185 | 4.0531 | 20.2692
58009 | jul | 6.5397 | 2.3792 | 4.1605 | 19.4378
58011 | jul | 6.6368 | 2.4867 | 4.1501 | 20.2096
58012 | jul | 6.6653 | 2.6103 | 4.055 | 20.0557
58013 | jul | 6.8324 | 2.515 | 4.3175 | 21.2405
58015 | jul | 6.7231 | 2.8207 | 3.9024 | 19.6368
58016 | jul | 6.5212 | 2.2923 | 4.229 | 19.5666
58017 | jul | 6.8831 | 2.3837 | 4.4995 | 21.8704
58018 | jul | 6.7336 | 2.7853 | 3.9483 | 19.8794
58021 | jul | 6.6864 | 2.6775 | 4.0089 | 20.1352
58027 | jul | 6.7185 | 2.5511 | 4.1674 | 20.4742
58029 | jul | 6.5786 | 2.4488 | 4.1298 | 19.7863
58030 | jul | 6.793 | 2.8386 | 3.9544 | 19.5458
58031 | jul | 6.6884 | 2.528 | 4.1604 | 20.3617
58032 | jul | 6.8342 | 2.4052 | 4.429 | 21.7199
58033 | jul | 6.7425 | 2.5244 | 4.2181 | 20.6445
58035 | jul | 6.5524 | 2.3967 | 4.1558 | 19.6123
58036 | jul | 6.6533 | 2.657 | 3.9963 | 19.5186
58038 | jul | 6.6468 | 2.6432 | 4.0037 | 19.4657
58040 | jul | 6.8227 | 2.4631 | 4.3596 | 21.211
58041 | jul | 6.8351 | 2.736 | 4.0992 | 20.2294
58042 | jul | 6.6806 | 2.6941 | 3.9865 | 19.85
58043 | jul | 6.8358 | 2.4118 | 4.424 | 21.6634
58045 | jul | 6.6049 | 2.6307 | 3.9742 | 19.2277
58046 | jul | 6.4884 | 2.3316 | 4.1569 | 19.7871
58047 | jul | 6.7019 | 2.7756 | 3.9263 | 19.8039
58048 | jul | 6.5977 | 2.5167 | 4.081 | 19.6396
58049 | jul | 6.698 | 2.5319 | 4.1661 | 20.5574
58051 | jul | 6.7029 | 2.7127 | 3.9903 | 20.0393
58052 | jul | 6.7362 | 2.6138 | 4.1224 | 20.4033
58053 | jul | 6.8433 | 2.6019 | 4.2413 | 20.8801
58054 | jul | 6.7518 | 2.5411 | 4.2107 | 20.6561
58056 | jul | 6.481 | 2.3795 | 4.1015 | 19.9433
58057 | jul | 6.7977 | 2.6066 | 4.1911 | 20.6943
58058 | jul | 6.8097 | 2.7221 | 4.0875 | 20.3169
58059 | jul | 6.6787 | 2.6428 | 4.0359 | 20.1457
58060 | jul | 6.8108 | 2.5311 | 4.2797 | 21.0513
58061 | jul | 6.7615 | 2.7714 | 3.9901 | 20.047
58062 | jul | 6.6872 | 2.5411 | 4.1461 | 20.3627
58063 | jul | 6.6211 | 2.4624 | 4.1587 | 20.2242
58064 | jul | 6.5437 | 2.3927 | 4.151 | 19.948
58067 | jul | 6.8343 | 2.4539 | 4.3804 | 21.5559
58068 | jul | 6.761 | 2.5798 | 4.1812 | 20.6604
58069 | jul | 6.8076 | 2.4725 | 4.3351 | 21.0571
58071 | jul | 6.6315 | 2.4676 | 4.1639 | 20.2292
58072 | jul | 6.6378 | 2.476 | 4.1619 | 20.4403
58075 | jul | 6.7607 | 2.8553 | 3.9054 | 19.5928
58076 | jul | 6.762 | 2.91 | 3.852 | 19.2496
58077 | jul | 6.7184 | 2.7376 | 3.9807 | 19.996
58078 | jul | 6.6933 | 2.732 | 3.9613 | 19.9044
58079 | jul | 6.6618 | 2.5475 | 4.1143 | 20.2387
58081 | jul | 6.7925 | 2.6484 | 4.1441 | 20.5747
58102 | jul | 6.691 | 2.7585 | 3.9325 | 19.6737
58103 | jul | 6.693 | 2.7769 | 3.9161 | 19.6741
58104 | jul | 6.6938 | 2.7662 | 3.9275 | 19.7866
58201 | jul | 6.4036 | 2.5133 | 3.8903 | 18.9088
58203 | jul | 6.3481 | 2.5113 | 3.8369 | 18.8731
58204 | jul | 6.3732 | 2.4154 | 3.9578 | 19.2915
58205 | jul | 6.372 | 2.4026 | 3.9694 | 19.3324
58210 | jul | 5.9495 | 2.56 | 3.3895 | 17.3763
58212 | jul | 6.3166 | 2.364 | 3.9526 | 19.3457
58214 | jul | 6.3621 | 2.3729 | 3.9891 | 19.3226
58216 | jul | 5.9839 | 2.5989 | 3.3849 | 16.503
58218 | jul | 6.5083 | 2.5853 | 3.923 | 18.9214
58219 | jul | 6.6072 | 2.6958 | 3.9114 | 19.0027
58220 | jul | 5.9771 | 2.5294 | 3.4477 | 16.4938
58222 | jul | 6.0514 | 2.4798 | 3.5716 | 17.8037
58223 | jul | 6.5572 | 2.6769 | 3.8803 | 18.8948
58224 | jul | 6.1302 | 2.4516 | 3.6786 | 18.4189
58225 | jul | 6.1045 | 2.4816 | 3.6229 | 18.0622
58227 | jul | 5.9805 | 2.5281 | 3.4524 | 17.402
58228 | jul | 6.3901 | 2.4248 | 3.9653 | 19.1818
58229 | jul | 5.8913 | 2.6121 | 3.2792 | 17.0096
58230 | jul | 6.4096 | 2.3091 | 4.1006 | 19.4871
58231 | jul | 6.1462 | 2.4325 | 3.7137 | 18.613
58233 | jul | 6.2277 | 2.3903 | 3.8374 | 19.3001
58235 | jul | 6.316 | 2.3953 | 3.9208 | 19.4064
58237 | jul | 6.1808 | 2.409 | 3.7718 | 18.9895
58238 | jul | 6.0312 | 2.5489 | 3.4823 | 17.1686
58239 | jul | 5.6871 | 2.6476 | 3.0395 | 14.3878
58240 | jul | 6.4312 | 2.3379 | 4.0933 | 19.172
58241 | jul | 6.0193 | 2.5059 | 3.5134 | 17.1863
58243 | jul | 6.0896 | 2.4536 | 3.6361 | 18.3293
58244 | jul | 6.2744 | 2.384 | 3.8903 | 19.2532
58249 | jul | 5.7575 | 2.6927 | 3.0648 | 15.2199
58250 | jul | 6.0389 | 2.4953 | 3.5436 | 18.0078
58251 | jul | 6.3106 | 2.3602 | 3.9503 | 19.2166
58254 | jul | 6.2741 | 2.3857 | 3.8885 | 19.2709
58255 | jul | 5.6966 | 2.751 | 2.9457 | 14.3581
58256 | jul | 6.303 | 2.4757 | 3.8274 | 19.0476
58257 | jul | 6.4933 | 2.3648 | 4.1285 | 19.2282
58258 | jul | 6.3549 | 2.4347 | 3.9202 | 19.2641
58259 | jul | 6.1696 | 2.4419 | 3.7277 | 18.5972
58260 | jul | 5.899 | 2.5951 | 3.304 | 16.5829
58261 | jul | 6.2351 | 2.4328 | 3.8023 | 19.0605
58262 | jul | 5.9606 | 2.5416 | 3.4189 | 16.7932
58265 | jul | 5.9445 | 2.5643 | 3.3801 | 15.7421
58266 | jul | 6.2408 | 2.3964 | 3.8443 | 18.9277
58267 | jul | 6.3745 | 2.3313 | 4.0433 | 19.2931
58269 | jul | 5.8115 | 2.6839 | 3.1275 | 16.2591
58270 | jul | 6.0849 | 2.4554 | 3.6296 | 18.3994
58271 | jul | 5.9889 | 2.6249 | 3.3639 | 16.6686
58272 | jul | 6.1995 | 2.4221 | 3.7774 | 18.7099
58273 | jul | 6.1478 | 2.4151 | 3.7327 | 18.8457
58274 | jul | 6.4781 | 2.27 | 4.2081 | 19.3945
58275 | jul | 6.463 | 2.5122 | 3.9508 | 18.9611
58276 | jul | 6.0782 | 2.4817 | 3.5965 | 18.0641
58277 | jul | 6.3318 | 2.3556 | 3.9762 | 19.2912
58278 | jul | 6.4484 | 2.5342 | 3.9142 | 18.9116
58281 | jul | 5.6861 | 2.7187 | 2.9674 | 14.3655
58282 | jul | 5.8833 | 2.5548 | 3.3285 | 15.433
58301 | jul | 6.1799 | 2.3723 | 3.8076 | 18.9133
58311 | jul | 5.8183 | 2.6462 | 3.172 | 16.1384
58316 | jul | 5.8271 | 2.428 | 3.3991 | 14.5666
58317 | jul | 5.9874 | 2.3595 | 3.6279 | 16.613
58318 | jul | 5.9675 | 2.4172 | 3.5503 | 16.6401
58321 | jul | 6.0742 | 2.4899 | 3.5844 | 18.2063
58323 | jul | 5.7725 | 2.5638 | 3.2086 | 15.0053
58324 | jul | 6.0628 | 2.356 | 3.7068 | 17.5541
58325 | jul | 6.1375 | 2.3441 | 3.7934 | 18.4161
58327 | jul | 6.1811 | 2.4234 | 3.7577 | 18.8419
58329 | jul | 5.8195 | 2.5579 | 3.2616 | 14.0142
58330 | jul | 5.9163 | 2.5784 | 3.338 | 17.2938
58331 | jul | 5.922 | 2.4387 | 3.4833 | 16.4451
58332 | jul | 6.3035 | 2.1963 | 4.1072 | 19.9549
58338 | jul | 5.8737 | 2.5826 | 3.2911 | 16.788
58339 | jul | 5.8136 | 2.3849 | 3.4286 | 14.8183
58341 | jul | 6.461 | 2.1433 | 4.3177 | 21.3306
58343 | jul | 6.1603 | 2.2471 | 3.9132 | 18.5961
58344 | jul | 6.1969 | 2.4263 | 3.7706 | 18.8979
58345 | jul | 6.0221 | 2.5173 | 3.5048 | 17.9132
58346 | jul | 6.1419 | 2.2926 | 3.8493 | 18.4852
58348 | jul | 6.3418 | 2.2262 | 4.1157 | 20.1968
58351 | jul | 6.214 | 2.2799 | 3.934 | 19.2553
58352 | jul | 5.8526 | 2.5383 | 3.3143 | 16.04
58353 | jul | 5.9782 | 2.3331 | 3.6451 | 16.404
58356 | jul | 6.4184 | 2.3117 | 4.1067 | 20.5509
58357 | jul | 6.3327 | 2.289 | 4.0437 | 19.8304
58361 | jul | 6.3084 | 2.372 | 3.9364 | 19.7186
58362 | jul | 6.1573 | 2.342 | 3.8153 | 18.7511
58363 | jul | 5.8786 | 2.3786 | 3.5 | 15.5117
58365 | jul | 5.8312 | 2.4525 | 3.3787 | 15.2962
58366 | jul | 6.0286 | 2.3096 | 3.719 | 17.1571
58367 | jul | 5.8129 | 2.363 | 3.4499 | 14.7568
58368 | jul | 6.2956 | 2.1402 | 4.1554 | 20.1346
58369 | jul | 5.7231 | 2.479 | 3.2441 | 13.1807
58370 | jul | 6.2708 | 2.3347 | 3.9362 | 19.6171
58372 | jul | 5.7498 | 2.5522 | 3.1976 | 14.5728
58374 | jul | 6.3687 | 2.3074 | 4.0613 | 20.1719
58377 | jul | 5.9929 | 2.4639 | 3.5291 | 17.3723
58380 | jul | 6.2949 | 2.3705 | 3.9243 | 19.7341
58381 | jul | 6.2863 | 2.3552 | 3.9311 | 19.7676
58382 | jul | 6.071 | 2.4332 | 3.6378 | 18.1053
58384 | jul | 6.1718 | 2.2088 | 3.963 | 19.4295
58385 | jul | 6.0807 | 2.2845 | 3.7962 | 17.6965
58386 | jul | 6.1328 | 2.2695 | 3.8633 | 18.3817
58401 | jul | 6.7298 | 2.5603 | 4.1696 | 21.8765
58405 | jul | 6.7329 | 2.558 | 4.1748 | 22.0582
58413 | jul | 7.0061 | 2.3465 | 4.6595 | 23.3573
58415 | jul | 6.9299 | 2.5436 | 4.3863 | 21.646
58416 | jul | 6.3881 | 2.3623 | 4.0258 | 20.0882
58418 | jul | 6.5473 | 2.2189 | 4.3285 | 21.5439
58420 | jul | 6.656 | 2.4444 | 4.2117 | 21.6378
58421 | jul | 6.4991 | 2.3371 | 4.162 | 21.1035
58422 | jul | 6.4624 | 2.2598 | 4.2027 | 21.0408
58423 | jul | 6.5435 | 2.1576 | 4.3859 | 21.7434
58424 | jul | 6.704 | 2.5079 | 4.1961 | 21.6144
58425 | jul | 6.4507 | 2.363 | 4.0877 | 20.1898
58426 | jul | 6.577 | 2.3825 | 4.1944 | 21.1604
58428 | jul | 6.8065 | 2.2508 | 4.5557 | 22.9657
58429 | jul | 6.5702 | 2.4026 | 4.1676 | 20.5411
58430 | jul | 6.5808 | 2.0462 | 4.5346 | 22.4222
58431 | jul | 6.886 | 2.5896 | 4.2964 | 21.61
58433 | jul | 6.9273 | 2.5404 | 4.3869 | 21.9945
58436 | jul | 7.0319 | 2.425 | 4.6069 | 22.2208
58438 | jul | 6.4882 | 2.2031 | 4.2851 | 21.2439
58439 | jul | 7.0411 | 2.4395 | 4.6016 | 22.5538
58440 | jul | 6.8834 | 2.4845 | 4.3989 | 22.1697
58441 | jul | 6.9916 | 2.4521 | 4.5395 | 21.6929
58442 | jul | 6.7861 | 2.5138 | 4.2724 | 21.8858
58443 | jul | 6.4997 | 2.3535 | 4.1462 | 20.7508
58444 | jul | 6.5508 | 2.0788 | 4.472 | 22.1952
58445 | jul | 6.4669 | 2.3382 | 4.1287 | 20.6838
58448 | jul | 6.5338 | 2.3807 | 4.153 | 20.4035
58451 | jul | 6.5473 | 2.1283 | 4.419 | 21.9519
58454 | jul | 6.8062 | 2.5961 | 4.2101 | 21.8394
58455 | jul | 6.5661 | 2.3695 | 4.1966 | 21.2242
58456 | jul | 6.8679 | 2.5308 | 4.3372 | 21.8955
58458 | jul | 6.8969 | 2.5195 | 4.3775 | 21.3959
58460 | jul | 6.8992 | 2.4246 | 4.4746 | 22.5716
58461 | jul | 6.7355 | 2.5409 | 4.1946 | 20.9559
58463 | jul | 6.6427 | 2.0098 | 4.6329 | 22.7786
58464 | jul | 6.4052 | 2.3532 | 4.0521 | 20.2491
58466 | jul | 6.7989 | 2.5722 | 4.2267 | 21.3344
58467 | jul | 6.7046 | 2.4407 | 4.2638 | 21.8473
58472 | jul | 6.8439 | 2.6456 | 4.1983 | 21.8632
58474 | jul | 6.9802 | 2.4184 | 4.5618 | 21.8613
58475 | jul | 6.6296 | 2.2996 | 4.33 | 21.957
58476 | jul | 6.5998 | 2.4038 | 4.196 | 21.4026
58477 | jul | 6.7533 | 1.9589 | 4.7944 | 23.7801
58478 | jul | 6.6378 | 2.2162 | 4.4216 | 22.2077
58479 | jul | 6.5953 | 2.4276 | 4.1676 | 20.6914
58480 | jul | 6.653 | 2.4831 | 4.1699 | 20.9214
58481 | jul | 6.6678 | 2.4952 | 4.1726 | 21.3489
58482 | jul | 6.7996 | 2.1046 | 4.695 | 23.7065
58483 | jul | 6.7836 | 2.462 | 4.3216 | 21.9785
58484 | jul | 6.5283 | 2.3657 | 4.1626 | 20.6793
58486 | jul | 6.5262 | 2.295 | 4.2312 | 21.2581
58487 | jul | 6.7723 | 2.349 | 4.4233 | 22.3298
58488 | jul | 6.6469 | 2.0951 | 4.5518 | 22.7882
58490 | jul | 6.8197 | 2.5045 | 4.3153 | 21.0977
58492 | jul | 6.5889 | 2.4132 | 4.1758 | 21.0594
58494 | jul | 6.7039 | 1.9876 | 4.7163 | 23.5156
58495 | jul | 6.9479 | 2.312 | 4.6359 | 23.3161
58496 | jul | 6.6008 | 2.3736 | 4.2271 | 21.4562
58497 | jul | 6.7729 | 2.6227 | 4.1502 | 21.693
58501 | jul | 7.0014 | 1.8406 | 5.1608 | 25.9392
58503 | jul | 6.9516 | 1.9185 | 5.033 | 25.3132
58504 | jul | 7.046 | 1.7933 | 5.2527 | 26.5025
58520 | jul | 7.2228 | 1.9635 | 5.2593 | 26.0461
58521 | jul | 6.861 | 1.9431 | 4.9179 | 24.5785
58523 | jul | 7.0808 | 2.0083 | 5.0725 | 24.261
58524 | jul | 6.9524 | 1.9417 | 5.0107 | 25.3645
58528 | jul | 7.2351 | 1.7077 | 5.5274 | 28.2281
58529 | jul | 7.3589 | 1.8506 | 5.5083 | 27.6871
58530 | jul | 6.946 | 2.0458 | 4.9002 | 24.3758
58531 | jul | 6.7972 | 2.0007 | 4.7965 | 22.9827
58532 | jul | 6.8324 | 1.9517 | 4.8808 | 24.663
58533 | jul | 7.3314 | 1.8595 | 5.4719 | 27.1403
58535 | jul | 7.2494 | 1.915 | 5.3344 | 27.0358
58538 | jul | 7.4445 | 1.6466 | 5.7979 | 29.6182
58540 | jul | 6.8618 | 2.0113 | 4.8504 | 22.9325
58541 | jul | 7.0768 | 2.0119 | 5.0649 | 24.0426
58542 | jul | 7.1809 | 2.0259 | 5.1549 | 26.1645
58544 | jul | 7.0614 | 1.7872 | 5.2741 | 26.7915
58545 | jul | 6.9695 | 2.0174 | 4.9521 | 23.8307
58549 | jul | 6.9469 | 2.1518 | 4.7951 | 24.1113
58552 | jul | 7.1543 | 1.8521 | 5.3022 | 26.9414
58554 | jul | 7.0863 | 1.9662 | 5.1202 | 26.068
58558 | jul | 6.9274 | 1.8117 | 5.1157 | 25.7496
58559 | jul | 6.7254 | 1.996 | 4.7294 | 23.1175
58560 | jul | 6.9511 | 1.7986 | 5.1525 | 26.1773
58561 | jul | 6.8719 | 2.3414 | 4.5306 | 22.7446
58562 | jul | 7.3761 | 1.8233 | 5.5528 | 27.467
58563 | jul | 7.0752 | 2.0276 | 5.0476 | 24.9922
58564 | jul | 7.3397 | 1.8572 | 5.4825 | 27.6862
58565 | jul | 6.8888 | 2.0026 | 4.8862 | 23.4662
58566 | jul | 7.1219 | 1.9359 | 5.186 | 26.5324
58568 | jul | 7.4469 | 1.7532 | 5.6938 | 28.9955
58569 | jul | 7.3646 | 1.8152 | 5.5494 | 28.2533
58570 | jul | 7.3083 | 1.7543 | 5.554 | 28.3237
58571 | jul | 6.9339 | 2.0211 | 4.9128 | 24.0283
58572 | jul | 6.865 | 1.85 | 5.015 | 25.2774
58573 | jul | 7.2989 | 1.8164 | 5.4825 | 27.878
58575 | jul | 6.7303 | 2.0006 | 4.7297 | 22.9053
58576 | jul | 6.8579 | 2.0128 | 4.8451 | 23.5072
58577 | jul | 6.8394 | 2.0086 | 4.8308 | 23.7348
58579 | jul | 6.8203 | 1.983 | 4.8374 | 24.0671
58580 | jul | 7.0523 | 2.0123 | 5.04 | 23.9678
58581 | jul | 7.102 | 2.1552 | 4.9468 | 25.0363
58601 | jul | 7.3188 | 1.8454 | 5.4735 | 26.6274
58620 | jul | 7.6149 | 1.743 | 5.8719 | 29.0018
58621 | jul | 7.8382 | 1.6586 | 6.1796 | 30.2004
58622 | jul | 7.4467 | 1.7907 | 5.656 | 27.7571
58623 | jul | 7.7314 | 1.7126 | 6.0189 | 30.0851
58625 | jul | 7.1329 | 2.0012 | 5.1316 | 24.3326
58626 | jul | 7.1969 | 1.9453 | 5.2516 | 25.112
58627 | jul | 7.5774 | 1.7528 | 5.8246 | 28.4599
58630 | jul | 7.2589 | 1.9045 | 5.3544 | 25.7169
58631 | jul | 7.1803 | 1.9649 | 5.2154 | 25.3099
58632 | jul | 7.8519 | 1.6112 | 6.2407 | 30.4825
58634 | jul | 7.5363 | 1.7748 | 5.7615 | 28.0062
58636 | jul | 7.1394 | 1.9839 | 5.1554 | 24.5115
58638 | jul | 7.1866 | 1.973 | 5.2136 | 24.9409
58639 | jul | 7.5269 | 1.7726 | 5.7543 | 28.9001
58640 | jul | 7.2275 | 1.913 | 5.3145 | 25.5833
58641 | jul | 7.2942 | 1.8581 | 5.4361 | 26.095
58642 | jul | 7.2859 | 1.8706 | 5.4153 | 26.2761
58643 | jul | 7.8597 | 1.6236 | 6.2361 | 30.5743
58645 | jul | 7.6764 | 1.7228 | 5.9536 | 29.1777
58646 | jul | 7.3793 | 1.7827 | 5.5966 | 27.3235
58647 | jul | 7.41 | 1.8153 | 5.5947 | 27.4336
58649 | jul | 7.5974 | 1.7862 | 5.8111 | 29.0574
58650 | jul | 7.4404 | 1.7883 | 5.6522 | 27.7157
58651 | jul | 7.869 | 1.6276 | 6.2414 | 30.961
58652 | jul | 7.2162 | 1.9504 | 5.2658 | 25.0752
58653 | jul | 7.666 | 1.7609 | 5.905 | 29.5857
58654 | jul | 7.8154 | 1.6598 | 6.1556 | 30.0833
58655 | jul | 7.4277 | 1.803 | 5.6247 | 27.5279
58656 | jul | 7.2176 | 1.9389 | 5.2787 | 25.2229
58701 | jul | 6.6429 | 2.0037 | 4.6392 | 21.2872
58703 | jul | 6.6171 | 2.0481 | 4.569 | 20.8562
58704 | jul | 6.5895 | 2.098 | 4.4915 | 20.3082
58705 | jul | 6.5929 | 2.0952 | 4.4976 | 20.353
58707 | jul | 6.6357 | 2.023 | 4.6127 | 21.1197
58710 | jul | 6.5167 | 2.0426 | 4.4741 | 21.8906
58711 | jul | 6.2611 | 2.2414 | 4.0197 | 17.8721
58712 | jul | 6.5379 | 1.9959 | 4.542 | 22.0887
58713 | jul | 6.4241 | 2.0704 | 4.3537 | 20.6971
58716 | jul | 6.6921 | 2.0057 | 4.6864 | 22.195
58718 | jul | 6.611 | 2.1319 | 4.4791 | 20.6958
58721 | jul | 6.4567 | 2.2958 | 4.1608 | 19.6716
58722 | jul | 6.6305 | 2.0542 | 4.5763 | 20.8485
58723 | jul | 6.5945 | 2.0107 | 4.5838 | 22.2171
58725 | jul | 6.5482 | 2.1668 | 4.3814 | 20.158
58727 | jul | 6.714 | 2.1646 | 4.5494 | 21.1836
58730 | jul | 6.9581 | 2.0111 | 4.947 | 23.6273
58731 | jul | 6.5041 | 2.0596 | 4.4445 | 20.588
58733 | jul | 6.6442 | 2.0739 | 4.5703 | 20.9326
58734 | jul | 6.5265 | 2.206 | 4.3204 | 20.0968
58735 | jul | 6.7378 | 2.0198 | 4.7179 | 21.9868
58736 | jul | 6.5267 | 2.0185 | 4.5082 | 22.0133
58737 | jul | 6.4884 | 2.3019 | 4.1865 | 19.7899
58740 | jul | 6.5472 | 2.1091 | 4.4381 | 20.1699
58741 | jul | 6.5369 | 2.0082 | 4.5286 | 21.5339
58744 | jul | 6.5202 | 1.998 | 4.5222 | 21.9145
58746 | jul | 6.487 | 2.2602 | 4.2269 | 19.7959
58748 | jul | 6.2659 | 2.1545 | 4.1114 | 19.9097
58750 | jul | 6.4848 | 2.1691 | 4.3157 | 19.5165
58752 | jul | 6.6285 | 2.2379 | 4.3907 | 20.5618
58755 | jul | 6.9013 | 2.076 | 4.8252 | 23.0789
58756 | jul | 6.7349 | 2.065 | 4.6699 | 21.7664
58757 | jul | 7.1387 | 1.9636 | 5.1751 | 24.8132
58758 | jul | 6.5198 | 2.0713 | 4.4485 | 21.8981
58759 | jul | 6.6843 | 2.0096 | 4.6747 | 21.9191
58760 | jul | 6.4178 | 2.1587 | 4.2591 | 19.1873
58761 | jul | 6.3694 | 2.238 | 4.1314 | 18.7041
58762 | jul | 6.3747 | 2.1012 | 4.2735 | 19.5043
58763 | jul | 7.0193 | 2.0249 | 4.9943 | 23.7909
58765 | jul | 6.8341 | 2.0751 | 4.759 | 22.1846
58768 | jul | 6.5991 | 2.0095 | 4.5896 | 21.3899
58769 | jul | 6.749 | 2.1425 | 4.6065 | 21.6066
58770 | jul | 6.895 | 2.059 | 4.836 | 22.7335
58771 | jul | 6.7456 | 2.1017 | 4.6439 | 21.6904
58772 | jul | 6.5759 | 2.2607 | 4.3152 | 20.1593
58773 | jul | 6.7285 | 2.1776 | 4.5509 | 21.4969
58775 | jul | 6.973 | 2.0227 | 4.9503 | 23.3856
58776 | jul | 6.856 | 2.1085 | 4.7475 | 22.5008
58778 | jul | 6.6293 | 2.0113 | 4.6181 | 22.0885
58779 | jul | 6.8048 | 2.0396 | 4.7652 | 22.2772
58781 | jul | 6.6184 | 1.9939 | 4.6245 | 21.6276
58782 | jul | 6.2978 | 2.2973 | 4.0005 | 18.2729
58783 | jul | 6.188 | 2.1172 | 4.0708 | 18.3151
58784 | jul | 6.8083 | 2.1264 | 4.6819 | 22.149
58785 | jul | 6.6084 | 2.0287 | 4.5797 | 21.1254
58787 | jul | 6.4185 | 2.2594 | 4.1591 | 19.0895
58788 | jul | 6.3757 | 2.0439 | 4.3318 | 21.2292
58789 | jul | 6.3775 | 2.0812 | 4.2963 | 20.337
58790 | jul | 6.6253 | 1.9893 | 4.636 | 21.8681
58792 | jul | 6.6025 | 1.99 | 4.6125 | 22.092
58793 | jul | 6.2819 | 2.1641 | 4.1178 | 18.2199
58794 | jul | 6.9411 | 2.0622 | 4.8789 | 23.4031
58795 | jul | 6.9918 | 2.0204 | 4.9714 | 23.9376
58801 | jul | 7.5218 | 1.7251 | 5.7967 | 28.0526
58830 | jul | 7.2116 | 1.8862 | 5.3253 | 25.7534
58831 | jul | 7.6441 | 1.7115 | 5.9326 | 28.9601
58833 | jul | 7.0978 | 1.881 | 5.2168 | 24.8382
58835 | jul | 7.541 | 1.752 | 5.789 | 28.274
58838 | jul | 7.7715 | 1.6865 | 6.085 | 29.8145
58843 | jul | 7.3505 | 1.8402 | 5.5103 | 26.6359
58844 | jul | 7.0315 | 1.8344 | 5.1972 | 24.1742
58845 | jul | 7.2878 | 1.7455 | 5.5423 | 26.1061
58847 | jul | 7.1598 | 1.946 | 5.2138 | 25.1288
58849 | jul | 7.2029 | 1.9225 | 5.2804 | 25.469
58852 | jul | 7.029 | 2.0152 | 5.0138 | 24.1356
58853 | jul | 7.6322 | 1.6802 | 5.952 | 28.9949
58854 | jul | 7.4198 | 1.8287 | 5.5911 | 27.0691
58856 | jul | 7.3238 | 1.7896 | 5.5342 | 26.5308
59001 | jul | 7.8989 | 1.0749 | 6.824 | 29.1162
59002 | jul | 8.4336 | 0.82447 | 7.6091 | 35.2941
59003 | jul | 8.488 | 1.0177 | 7.4703 | 34.1676
59006 | jul | 8.5606 | 0.72783 | 7.8328 | 36.7309
59007 | jul | 7.9707 | 0.81495 | 7.1557 | 31.8362
59008 | jul | 7.9205 | 0.80824 | 7.1122 | 32.6155
59010 | jul | 8.5527 | 0.91198 | 7.6407 | 35.1569
59011 | jul | 7.8444 | 1.2147 | 6.6297 | 29.7743
59012 | jul | 8.2598 | 0.96 | 7.2998 | 33.2159
59014 | jul | 8.1315 | 0.67049 | 7.461 | 35.8761
59015 | jul | 8.3246 | 0.93592 | 7.3887 | 33.8656
59016 | jul | 8.2588 | 0.90865 | 7.3501 | 33.195
59019 | jul | 8.1797 | 0.90057 | 7.2791 | 32.1997
59022 | jul | 8.4813 | 0.73021 | 7.7511 | 35.257
59024 | jul | 8.6182 | 0.86871 | 7.7495 | 36.1413
59025 | jul | 8.1354 | 0.8894 | 7.246 | 32.7518
59027 | jul | 7.072 | 1.5134 | 5.5585 | 19.7961
59028 | jul | 7.0554 | 1.241 | 5.8144 | 23.0027
59029 | jul | 8.3496 | 0.66401 | 7.6856 | 35.9249
59030 | jul | 6.7804 | 1.4009 | 5.3796 | 19.8946
59031 | jul | 8.3371 | 0.75628 | 7.5808 | 34.1317
59032 | jul | 8.1016 | 1.2291 | 6.8725 | 32.9011
59033 | jul | 8.0912 | 1.0841 | 7.0072 | 31.4947
59034 | jul | 8.5408 | 0.78095 | 7.7598 | 35.4477
59037 | jul | 8.586 | 0.72164 | 7.8644 | 36.9221
59038 | jul | 8.6828 | 0.9642 | 7.7186 | 36.2541
59039 | jul | 8.5968 | 1.0568 | 7.5401 | 36.2993
59041 | jul | 8.307 | 0.75586 | 7.5512 | 34.3819
59043 | jul | 8.33 | 0.9864 | 7.3436 | 33.4203
59044 | jul | 8.4842 | 0.70369 | 7.7805 | 36.2811
59046 | jul | 8.1602 | 1.1063 | 7.0539 | 32.5549
59047 | jul | 7.3006 | 1.3674 | 5.9332 | 24.6303
59050 | jul | 8.2459 | 0.6723 | 7.5736 | 35.1976
59052 | jul | 7.2801 | 1.2932 | 5.9868 | 24.8272
59053 | jul | 7.5059 | 1.3639 | 6.142 | 27.9336
59055 | jul | 7.9844 | 1.1835 | 6.8009 | 30.6312
59057 | jul | 8.3083 | 0.8825 | 7.4258 | 33.6679
59058 | jul | 8.5397 | 1.1019 | 7.4378 | 36.7246
59059 | jul | 8.5086 | 0.96052 | 7.5481 | 36.2343
59061 | jul | 7.3701 | 1.2515 | 6.1185 | 25.0036
59062 | jul | 8.3342 | 1.0727 | 7.2615 | 33.4398
59063 | jul | 8.351 | 0.80228 | 7.5487 | 34.3808
59064 | jul | 8.5742 | 0.73836 | 7.8358 | 36.3536
59065 | jul | 7.0968 | 1.4387 | 5.6581 | 22.0339
59067 | jul | 8.1542 | 1.0422 | 7.112 | 31.9346
59068 | jul | 7.0599 | 1.1641 | 5.8958 | 23.0386
59069 | jul | 8.1039 | 1.0543 | 7.0496 | 31.318
59070 | jul | 7.9774 | 0.91918 | 7.0582 | 29.5324
59071 | jul | 7.7895 | 1.0501 | 6.7394 | 27.3182
59072 | jul | 8.2911 | 1.0261 | 7.265 | 34.592
59074 | jul | 8.0893 | 1.1488 | 6.9405 | 31.7907
59075 | jul | 8.5057 | 0.61278 | 7.8929 | 36.9224
59076 | jul | 8.7429 | 0.98226 | 7.7606 | 36.1608
59077 | jul | 8.5941 | 1.2258 | 7.3683 | 35.9788
59078 | jul | 8.0543 | 1.2091 | 6.8452 | 31.587
59079 | jul | 8.5098 | 0.82932 | 7.6805 | 35.9825
59085 | jul | 7.7575 | 1.3352 | 6.4223 | 29.4268
59086 | jul | 7.456 | 1.3551 | 6.1009 | 26.1841
59087 | jul | 8.4208 | 1.1329 | 7.2879 | 36.1991
59088 | jul | 8.5526 | 0.81915 | 7.7334 | 36.1539
59089 | jul | 8.0273 | 0.67901 | 7.3482 | 34.5244
59101 | jul | 8.4942 | 0.6767 | 7.8175 | 36.7743
59102 | jul | 8.5713 | 0.72703 | 7.8443 | 36.9408
59105 | jul | 8.5545 | 0.76291 | 7.7916 | 36.5777
59106 | jul | 8.5074 | 0.75257 | 7.7549 | 36.265
59201 | jul | 7.9843 | 1.5763 | 6.408 | 31.5579
59211 | jul | 7.353 | 1.6592 | 5.6938 | 26.8129
59212 | jul | 7.6806 | 1.6446 | 6.0359 | 29.2047
59213 | jul | 7.7904 | 1.6725 | 6.1179 | 29.9093
59214 | jul | 8.5509 | 1.3652 | 7.1856 | 35.1249
59215 | jul | 8.4478 | 1.4382 | 7.0096 | 34.6856
59218 | jul | 7.8151 | 1.6133 | 6.2018 | 30.0386
59219 | jul | 7.4451 | 1.6857 | 5.7594 | 27.344
59221 | jul | 7.9548 | 1.6576 | 6.2972 | 31.0341
59222 | jul | 7.3444 | 1.5411 | 5.8033 | 26.8257
59223 | jul | 8.3571 | 1.4159 | 6.9412 | 35.0397
59225 | jul | 7.924 | 1.5284 | 6.3957 | 31.4052
59226 | jul | 7.6846 | 1.6416 | 6.043 | 29.2665
59230 | jul | 8.0054 | 1.4903 | 6.5151 | 32.616
59241 | jul | 7.7843 | 1.5646 | 6.2197 | 31.0277
59242 | jul | 7.6511 | 1.6464 | 6.0047 | 29.0911
59243 | jul | 8.0409 | 1.6398 | 6.4011 | 31.738
59244 | jul | 7.6085 | 1.5712 | 6.0373 | 29.4005
59247 | jul | 7.5811 | 1.6603 | 5.9207 | 28.4954
59248 | jul | 8.0277 | 1.4877 | 6.54 | 32.5628
59250 | jul | 7.2109 | 1.6938 | 5.5171 | 26.3802
59252 | jul | 7.1158 | 1.5718 | 5.544 | 25.3877
59253 | jul | 7.3143 | 1.5446 | 5.7697 | 26.8972
59254 | jul | 7.2366 | 1.6215 | 5.6152 | 25.9045
59255 | jul | 7.8697 | 1.6737 | 6.196 | 30.4577
59256 | jul | 7.0413 | 1.5885 | 5.4527 | 24.7102
59257 | jul | 7.2357 | 1.5526 | 5.6831 | 26.222
59258 | jul | 7.4791 | 1.6378 | 5.8413 | 27.8906
59259 | jul | 8.1993 | 1.5763 | 6.623 | 32.9101
59260 | jul | 7.3889 | 1.6243 | 5.7646 | 27.7179
59261 | jul | 7.8643 | 1.5279 | 6.3364 | 32.0129
59262 | jul | 8.0165 | 1.6552 | 6.3612 | 31.4097
59263 | jul | 7.3788 | 1.4815 | 5.8973 | 27.0174
59270 | jul | 7.9237 | 1.6572 | 6.2666 | 30.8461
59274 | jul | 8.2775 | 1.6121 | 6.6654 | 33.3412
59275 | jul | 7.1448 | 1.6924 | 5.4525 | 24.8827
59276 | jul | 7.154 | 1.4503 | 5.7038 | 25.4352
59301 | jul | 8.7659 | 1.1739 | 7.592 | 35.6536
59311 | jul | 8.1425 | 1.4937 | 6.6488 | 33.5745
59312 | jul | 8.7225 | 1.238 | 7.4845 | 35.6607
59313 | jul | 8.0056 | 1.5288 | 6.4768 | 31.3452
59314 | jul | 8.3444 | 1.2015 | 7.1429 | 33.6252
59315 | jul | 8.2232 | 1.4954 | 6.7278 | 33.1164
59316 | jul | 8.257 | 1.3233 | 6.9337 | 33.0406
59317 | jul | 8.4104 | 1.1632 | 7.2472 | 33.8746
59318 | jul | 8.5375 | 1.2343 | 7.3032 | 36.3084
59322 | jul | 8.6697 | 1.3176 | 7.3521 | 35.9204
59324 | jul | 8.094 | 1.4537 | 6.6404 | 31.8646
59326 | jul | 8.4799 | 1.1358 | 7.344 | 35.5036
59327 | jul | 8.691 | 1.0907 | 7.6003 | 35.9693
59330 | jul | 8.2823 | 1.4236 | 6.8587 | 33.3311
59332 | jul | 8.169 | 1.3945 | 6.7744 | 32.7662
59336 | jul | 8.4374 | 1.2181 | 7.2194 | 34.3995
59337 | jul | 8.557 | 1.381 | 7.176 | 35.8981
59338 | jul | 8.7202 | 1.2376 | 7.4826 | 35.4587
59339 | jul | 8.3103 | 1.3693 | 6.941 | 33.9728
59341 | jul | 8.3557 | 1.2287 | 7.127 | 34.4476
59343 | jul | 8.3906 | 1.1402 | 7.2503 | 33.6219
59344 | jul | 8.2206 | 1.3826 | 6.838 | 32.7758
59345 | jul | 8.4318 | 1.2151 | 7.2167 | 33.9656
59347 | jul | 8.6245 | 1.0663 | 7.5582 | 35.073
59349 | jul | 8.5232 | 1.2732 | 7.25 | 35.0944
59351 | jul | 8.5873 | 1.156 | 7.4314 | 34.7334
59353 | jul | 8.0238 | 1.5599 | 6.4639 | 31.4413
59354 | jul | 8.083 | 1.473 | 6.61 | 31.4708
59401 | jul | 8.1377 | 1.0616 | 7.0761 | 33.7752
59402 | jul | 8.1247 | 1.0761 | 7.0487 | 33.7216
59404 | jul | 8.0955 | 1.0547 | 7.0408 | 33.8208
59405 | jul | 7.9814 | 1.1091 | 6.8724 | 32.6275
59410 | jul | 7.058 | 1.1781 | 5.8799 | 25.8264
59411 | jul | 6.0131 | 1.3178 | 4.6953 | 16.4116
59412 | jul | 7.861 | 1.203 | 6.658 | 31.6197
59414 | jul | 8.1265 | 1.0633 | 7.0631 | 33.7504
59416 | jul | 7.725 | 1.0624 | 6.6626 | 33.2357
59417 | jul | 6.4438 | 1.224 | 5.2198 | 22.9219
59418 | jul | 7.8089 | 1.4052 | 6.4037 | 29.4956
59419 | jul | 7.2344 | 1.1229 | 6.1115 | 30.8075
59420 | jul | 7.9893 | 1.0757 | 6.9137 | 33.5762
59421 | jul | 7.8126 | 1.1117 | 6.701 | 32.0083
59422 | jul | 7.018 | 1.1765 | 5.8414 | 27.111
59424 | jul | 8.0135 | 1.3468 | 6.6667 | 32.2472
59425 | jul | 7.5184 | 1.0971 | 6.4212 | 32.3132
59427 | jul | 6.6786 | 1.169 | 5.5096 | 26.2799
59430 | jul | 8.0471 | 1.3525 | 6.6946 | 32.4149
59433 | jul | 7.7636 | 1.0581 | 6.7055 | 33.3872
59434 | jul | 5.8332 | 1.4989 | 4.3343 | 10.583
59436 | jul | 7.6186 | 1.0567 | 6.562 | 32.696
59440 | jul | 8.0342 | 1.0778 | 6.9564 | 33.5868
59441 | jul | 7.8229 | 1.3199 | 6.503 | 30.0576
59442 | jul | 8.0532 | 1.1344 | 6.9188 | 33.7896
59443 | jul | 7.8447 | 1.0566 | 6.7881 | 33.4778
59444 | jul | 7.564 | 1.0625 | 6.5014 | 31.355
59446 | jul | 8.1236 | 1.2667 | 6.8569 | 33.5721
59447 | jul | 7.7641 | 1.3404 | 6.4237 | 30.5554
59448 | jul | 6.4029 | 1.2719 | 5.131 | 21.0414
59450 | jul | 7.9822 | 1.1864 | 6.7958 | 32.6975
59451 | jul | 7.9166 | 1.3778 | 6.5387 | 31.048
59452 | jul | 7.53 | 1.4373 | 6.0926 | 28.0176
59453 | jul | 7.8672 | 1.3261 | 6.5411 | 29.9037
59454 | jul | 7.1018 | 1.1365 | 5.9652 | 29.7119
59456 | jul | 7.5471 | 1.0855 | 6.4615 | 32.3061
59457 | jul | 7.7009 | 1.4017 | 6.2992 | 28.7742
59460 | jul | 8.1413 | 1.1445 | 6.9968 | 34.4087
59462 | jul | 7.8804 | 1.4329 | 6.4475 | 30.7425
59463 | jul | 7.4445 | 1.3228 | 6.1217 | 28.1995
59464 | jul | 7.8134 | 1.4154 | 6.398 | 29.7734
59465 | jul | 7.3062 | 1.3979 | 5.9083 | 26.8374
59466 | jul | 7.2467 | 1.0898 | 6.1569 | 30.187
59467 | jul | 7.1534 | 1.1552 | 5.9982 | 30.1645
59468 | jul | 7.8879 | 1.0595 | 6.8284 | 33.4008
59469 | jul | 7.6874 | 1.2997 | 6.3877 | 30.1337
59471 | jul | 8.2429 | 1.2423 | 7.0006 | 34.5392
59472 | jul | 8.1047 | 1.0924 | 7.0123 | 33.3442
59474 | jul | 7.4352 | 1.0931 | 6.3421 | 31.3779
59479 | jul | 7.835 | 1.4014 | 6.4337 | 30.6545
59480 | jul | 7.7609 | 1.1918 | 6.5692 | 30.7352
59482 | jul | 7.1307 | 1.1046 | 6.0261 | 28.8649
59483 | jul | 7.9961 | 1.0558 | 6.9403 | 33.7559
59484 | jul | 7.0099 | 1.1105 | 5.8994 | 28.8175
59486 | jul | 7.0831 | 1.1863 | 5.8968 | 29.185
59487 | jul | 7.9556 | 1.0515 | 6.9042 | 33.6851
59489 | jul | 8.1793 | 1.2977 | 6.8816 | 33.8294
59501 | jul | 7.8594 | 1.1771 | 6.6823 | 33.0458
59520 | jul | 8.0639 | 1.2451 | 6.8188 | 33.5772
59521 | jul | 7.9635 | 1.2839 | 6.6796 | 33.1464
59522 | jul | 7.689 | 1.0678 | 6.6213 | 31.8345
59523 | jul | 7.9195 | 1.3298 | 6.5897 | 33.144
59524 | jul | 8.1653 | 1.3193 | 6.846 | 34.2776
59525 | jul | 7.8832 | 1.1102 | 6.7729 | 32.8828
59526 | jul | 7.8913 | 1.3965 | 6.4947 | 32.6744
59527 | jul | 8.114 | 1.3346 | 6.7794 | 33.9016
59528 | jul | 7.8094 | 1.0885 | 6.7209 | 32.2074
59529 | jul | 7.5598 | 1.4747 | 6.0851 | 30.4383
59530 | jul | 7.6636 | 1.0681 | 6.5955 | 31.2723
59531 | jul | 7.5342 | 1.0701 | 6.4641 | 30.4375
59532 | jul | 7.9996 | 1.1495 | 6.8501 | 33.8733
59535 | jul | 7.979 | 1.3594 | 6.6197 | 32.663
59537 | jul | 7.6764 | 1.4952 | 6.1813 | 31.1308
59538 | jul | 8.1662 | 1.367 | 6.7991 | 34.059
59540 | jul | 7.7127 | 1.0692 | 6.6435 | 31.5554
59542 | jul | 7.5594 | 1.4794 | 6.0801 | 30.6678
59544 | jul | 7.6081 | 1.6021 | 6.006 | 30.1713
59545 | jul | 7.2512 | 1.1118 | 6.1394 | 28.2871
59546 | jul | 8.3606 | 1.2943 | 7.0663 | 35.3037
59601 | jul | 7.4578 | 1.1332 | 6.3246 | 28.5659
59602 | jul | 7.7832 | 1.0666 | 6.7166 | 31.4896
59625 | jul | 7.8275 | 1.0357 | 6.7918 | 31.9036
59632 | jul | 7.3006 | 1.2357 | 6.0649 | 26.3302
59633 | jul | 7.3544 | 1.1423 | 6.2121 | 28.0494
59634 | jul | 7.3631 | 1.1869 | 6.1763 | 27.3202
59635 | jul | 7.9929 | 1.021 | 6.9719 | 33.0554
59639 | jul | 6.9253 | 1.1937 | 5.7317 | 24.129
59641 | jul | 7.8003 | 1.1717 | 6.6286 | 29.5161
59642 | jul | 7.465 | 1.32 | 6.145 | 26.7284
59643 | jul | 7.8994 | 1.1502 | 6.7493 | 30.1668
59644 | jul | 7.6664 | 1.2068 | 6.4595 | 28.9921
59645 | jul | 7.4481 | 1.3058 | 6.1423 | 27.7685
59647 | jul | 7.668 | 1.1845 | 6.4834 | 29.0201
59648 | jul | 7.6612 | 1.1236 | 6.5376 | 30.7667
59701 | jul | 7.1326 | 1.1717 | 5.9609 | 26.0019
59711 | jul | 7.0203 | 1.1173 | 5.9029 | 24.9335
59714 | jul | 7.6035 | 1.3268 | 6.2767 | 25.35
59715 | jul | 7.3713 | 1.4429 | 5.9284 | 22.3728
59717 | jul | 7.6612 | 1.3551 | 6.3061 | 23.5127
59718 | jul | 7.7738 | 1.3354 | 6.4384 | 24.2171
59720 | jul | 6.9781 | 1.5429 | 5.4352 | 16.5028
59721 | jul | 7.5997 | 1.2467 | 6.3531 | 27.6828
59722 | jul | 7.1387 | 1.1073 | 6.0315 | 26.1526
59724 | jul | 7.3618 | 1.0519 | 6.3099 | 28.414
59725 | jul | 7.3809 | 1.0908 | 6.2901 | 28.2107
59727 | jul | 7.1235 | 1.1654 | 5.9581 | 25.8249
59729 | jul | 7.2803 | 1.4512 | 5.8291 | 22.0853
59730 | jul | 7.1014 | 1.5635 | 5.5378 | 18.1019
59731 | jul | 7.177 | 1.135 | 6.042 | 26.3984
59733 | jul | 7.0869 | 1.0792 | 6.0077 | 25.8127
59735 | jul | 7.7355 | 1.2649 | 6.4706 | 28.1896
59736 | jul | 7.2429 | 1.0217 | 6.2213 | 27.0356
59739 | jul | 7.16 | 1.2655 | 5.8945 | 22.3504
59741 | jul | 7.9794 | 1.2267 | 6.7527 | 27.8451
59745 | jul | 7.4215 | 1.3905 | 6.031 | 24.7052
59747 | jul | 7.2446 | 1.3861 | 5.8585 | 24.1045
59748 | jul | 7.2041 | 1.0865 | 6.1175 | 27.0891
59749 | jul | 7.3049 | 1.3021 | 6.0028 | 25.9224
59750 | jul | 7.1267 | 1.1149 | 6.0118 | 26.3033
59751 | jul | 7.3692 | 1.1855 | 6.1837 | 27.5587
59752 | jul | 7.9913 | 1.1616 | 6.8296 | 29.9614
59754 | jul | 7.5613 | 1.0449 | 6.5164 | 30.4735
59755 | jul | 7.1725 | 1.3797 | 5.7928 | 22.6044
59756 | jul | 7.171 | 1.1137 | 6.0573 | 26.5695
59758 | jul | 6.8286 | 1.5482 | 5.2804 | 14.9334
59759 | jul | 7.3926 | 1.1833 | 6.2093 | 27.6178
59761 | jul | 7.2012 | 0.9839 | 6.2173 | 26.6665
59762 | jul | 7.0367 | 1.1263 | 5.9104 | 25.0492
59801 | jul | 7.1721 | 0.8165 | 6.3556 | 24.6064
59802 | jul | 6.8453 | 0.92917 | 5.9162 | 22.3471
59803 | jul | 7.125 | 0.83632 | 6.2886 | 24.4543
59804 | jul | 7.1305 | 0.79602 | 6.3345 | 23.1571
59808 | jul | 7.0653 | 0.83501 | 6.2303 | 23.1709
59812 | jul | 7.1113 | 0.83744 | 6.2738 | 24.2344
59820 | jul | 6.9585 | 0.77809 | 6.1804 | 19.4445
59821 | jul | 6.9008 | 0.93384 | 5.967 | 21.4128
59823 | jul | 6.9637 | 0.9944 | 5.9693 | 24.0132
59824 | jul | 7.0864 | 0.94278 | 6.1436 | 21.6876
59825 | jul | 6.9699 | 0.91798 | 6.0519 | 24.1723
59826 | jul | 6.5802 | 1.0905 | 5.4898 | 19.6491
59827 | jul | 7.3745 | 0.82511 | 6.5494 | 26.5489
59828 | jul | 7.2349 | 0.83728 | 6.3976 | 25.7652
59829 | jul | 7.3407 | 0.7995 | 6.5412 | 25.1875
59831 | jul | 6.9301 | 0.87745 | 6.0527 | 20.1934
59832 | jul | 6.9615 | 0.99212 | 5.9694 | 24.4722
59833 | jul | 7.1215 | 0.81137 | 6.3102 | 23.9336
59834 | jul | 6.935 | 0.84988 | 6.0851 | 21.2192
59837 | jul | 7.0665 | 1.0374 | 6.0291 | 25.4394
59840 | jul | 7.2104 | 0.83224 | 6.3781 | 24.9316
59843 | jul | 7.0554 | 1.085 | 5.9704 | 25.3173
59844 | jul | 6.71 | 0.98736 | 5.7226 | 5.5279
59845 | jul | 6.7474 | 0.87364 | 5.8738 | 17.2009
59846 | jul | 6.8808 | 0.81821 | 6.0626 | 18.8557
59847 | jul | 7.0425 | 0.78756 | 6.2549 | 21.4893
59848 | jul | 6.7507 | 0.86435 | 5.8864 | 17.496
59853 | jul | 6.5532 | 0.9779 | 5.5753 | 5.9863
59854 | jul | 6.7491 | 1.1528 | 5.5963 | 22.0227
59858 | jul | 6.9389 | 1.035 | 5.9039 | 24.2442
59859 | jul | 6.7084 | 0.83181 | 5.8766 | 14.3924
59860 | jul | 6.7853 | 0.9577 | 5.8276 | 19.5074
59864 | jul | 6.8664 | 0.98468 | 5.8817 | 20.4895
59865 | jul | 6.8315 | 0.98576 | 5.8457 | 20.7769
59866 | jul | 6.7605 | 0.78061 | 5.9798 | 10.0979
59868 | jul | 6.699 | 1.0404 | 5.6586 | 21.1568
59870 | jul | 7.1998 | 0.81375 | 6.3861 | 25.0196
59871 | jul | 7.2103 | 0.92116 | 6.2891 | 26.1434
59872 | jul | 6.8861 | 0.76224 | 6.1239 | 15.8216
59873 | jul | 6.7276 | 0.82901 | 5.8985 | 8.4992
59874 | jul | 6.7573 | 0.89908 | 5.8582 | 7.2233
59875 | jul | 7.1548 | 0.79645 | 6.3583 | 23.8521
59901 | jul | 6.322 | 1.2228 | 5.0992 | 16.5627
59910 | jul | 6.7112 | 0.95207 | 5.7591 | 18.8875
59911 | jul | 6.4666 | 1.1312 | 5.3355 | 17.9142
59912 | jul | 6.3179 | 1.2358 | 5.0821 | 14.3204
59914 | jul | 6.6112 | 0.9828 | 5.6284 | 18.2972
59915 | jul | 6.5728 | 0.95812 | 5.6147 | 17.4169
59916 | jul | 5.9357 | 1.5239 | 4.4118 | 8.773
59917 | jul | 6.1646 | 1.3643 | 4.8003 | 10.2907
59920 | jul | 6.42 | 0.9806 | 5.4394 | 15.3017
59922 | jul | 6.5257 | 1.0012 | 5.5245 | 17.734
59923 | jul | 6.4744 | 1.0465 | 5.4278 | 11.128
59925 | jul | 6.4195 | 0.95578 | 5.4637 | 13.6119
59928 | jul | 5.8427 | 1.5055 | 4.3373 | 5.7077
59929 | jul | 6.455 | 0.98098 | 5.474 | 16.2495
59930 | jul | 6.2809 | 1.3452 | 4.9358 | 10.8895
59931 | jul | 6.5867 | 0.99314 | 5.5936 | 18.2717
59932 | jul | 6.536 | 1.009 | 5.527 | 18.2261
59935 | jul | 6.2321 | 1.26 | 4.9722 | 5.5885
59937 | jul | 6.2042 | 1.2207 | 4.9835 | 11.9825
60002 | jun | 6.0834 | 3.4759 | 2.6075 | 6.9018
60004 | jun | 6.3176 | 3.6052 | 2.7123 | 7.2781
60005 | jun | 6.3508 | 3.6227 | 2.728 | 7.2524
60007 | jun | 6.3875 | 3.6334 | 2.7541 | 7.2107
60008 | jun | 6.3373 | 3.6399 | 2.6974 | 7.1634
60010 | jun | 6.3016 | 3.6901 | 2.6115 | 6.9653
60012 | jul | 6.2578 | 3.682 | 2.5758 | 7.0093
60013 | jul | 6.3005 | 3.7139 | 2.5866 | 6.9948
60014 | jul | 6.268 | 3.6951 | 2.5729 | 6.9869
60015 | jun | 6.2879 | 3.5407 | 2.7472 | 7.5117
60016 | jun | 6.3626 | 3.5789 | 2.7837 | 7.5029
60018 | jun | 6.3907 | 3.5798 | 2.8109 | 7.4546
60020 | jun | 6.1735 | 3.5647 | 2.6088 | 6.9843
60021 | jun | 6.2914 | 3.7028 | 2.5885 | 6.9776
60022 | jun | 6.303 | 3.5267 | 2.7763 | 7.8047
60025 | jun | 6.3404 | 3.5661 | 2.7743 | 7.7399
60026 | jun | 6.3296 | 3.5648 | 2.7648 | 7.6881
60029 | jun | 6.3501 | 3.5608 | 2.7893 | 7.8396
60030 | jun | 6.1621 | 3.5425 | 2.6196 | 6.9603
60031 | jun | 6.0957 | 3.4627 | 2.633 | 6.9448
60033 | jul | 6.2054 | 3.6443 | 2.5611 | 7.0278
60034 | jul | 6.1939 | 3.6301 | 2.5638 | 7.0077
60035 | jun | 6.2795 | 3.5153 | 2.7642 | 7.6269
60037 | jun | 6.2655 | 3.4991 | 2.7663 | 7.5987
60040 | jun | 6.2681 | 3.504 | 2.7641 | 7.5955
60041 | jun | 6.1805 | 3.5751 | 2.6055 | 6.9741
60042 | jun | 6.2516 | 3.6519 | 2.5997 | 6.9979
60043 | jun | 6.3206 | 3.5344 | 2.7862 | 7.9263
60044 | jun | 6.1995 | 3.4827 | 2.7168 | 7.3261
60045 | jun | 6.2504 | 3.5128 | 2.7376 | 7.4508
60046 | jun | 6.0931 | 3.4967 | 2.5964 | 6.9117
60047 | jun | 6.2669 | 3.6093 | 2.6577 | 7.0554
60048 | jun | 6.1919 | 3.5157 | 2.6763 | 7.1721
60050 | jun | 6.2535 | 3.668 | 2.5855 | 7.0166
60051 | jun | 6.2307 | 3.6204 | 2.6103 | 7.0146
60053 | jun | 6.3647 | 3.5616 | 2.8032 | 7.798
60056 | jun | 6.3484 | 3.5926 | 2.7558 | 7.4092
60060 | jun | 6.2234 | 3.5757 | 2.6477 | 7.0413
60061 | jun | 6.2544 | 3.558 | 2.6964 | 7.2637
60062 | jun | 6.3114 | 3.5512 | 2.7601 | 7.6256
60064 | jun | 6.1549 | 3.4561 | 2.6988 | 7.2149
60067 | jun | 6.3162 | 3.6509 | 2.6653 | 7.0517
60068 | jun | 6.3874 | 3.5702 | 2.8172 | 7.5995
60069 | jun | 6.2786 | 3.5542 | 2.7244 | 7.3843
60070 | jun | 6.3249 | 3.5831 | 2.7418 | 7.4197
60071 | jun | 6.1935 | 3.6007 | 2.5928 | 7.0235
60072 | jun | 6.23 | 3.6275 | 2.6024 | 7.0188
60073 | jun | 6.1624 | 3.5596 | 2.6028 | 6.9435
60074 | jun | 6.3035 | 3.626 | 2.6776 | 7.1193
60076 | jun | 6.3623 | 3.5475 | 2.8149 | 7.8965
60077 | jun | 6.3674 | 3.5569 | 2.8105 | 7.8789
60081 | jun | 6.175 | 3.5587 | 2.6163 | 7.0109
60082 | jun | 6.3184 | 3.5471 | 2.7713 | 7.7831
60083 | jun | 6.0413 | 3.4227 | 2.6186 | 6.805
60084 | jun | 6.2375 | 3.6254 | 2.6121 | 6.9592
60085 | jun | 6.1135 | 3.4328 | 2.6807 | 7.1069
60087 | jun | 6.0543 | 3.3984 | 2.6559 | 6.9521
60088 | jun | 6.1741 | 3.4604 | 2.7137 | 7.2857
60089 | jun | 6.2886 | 3.5788 | 2.7098 | 7.2965
60090 | jun | 6.3113 | 3.5727 | 2.7386 | 7.4198
60091 | jun | 6.3307 | 3.5442 | 2.7865 | 7.9332
60093 | jun | 6.32 | 3.5427 | 2.7774 | 7.8834
60096 | jun | 6.0112 | 3.32 | 2.6912 | 6.8181
60097 | jun | 6.2443 | 3.6696 | 2.5747 | 7.0039
60098 | jul | 6.2186 | 3.6483 | 2.5702 | 7.0355
60099 | jun | 6.0224 | 3.3591 | 2.6634 | 6.8263
60101 | jun | 6.4467 | 3.6536 | 2.7931 | 7.1477
60102 | jul | 6.2959 | 3.7276 | 2.5683 | 6.9396
60103 | jun | 6.416 | 3.7798 | 2.6361 | 7.058
60104 | jun | 6.4657 | 3.5879 | 2.8777 | 7.4389
60106 | jun | 6.4272 | 3.6008 | 2.8264 | 7.3034
60107 | jun | 6.3805 | 3.7474 | 2.6331 | 7.0068
60108 | jun | 6.4291 | 3.7099 | 2.7193 | 7.0319
60110 | jul | 6.3097 | 3.7481 | 2.5617 | 6.9162
60111 | jul | 6.2696 | 3.6523 | 2.6173 | 7.214
60112 | jul | 6.2681 | 3.6634 | 2.6047 | 7.38
60115 | jul | 6.28 | 3.6372 | 2.6428 | 7.5698
60118 | jul | 6.3105 | 3.7516 | 2.5589 | 6.9017
60119 | jul | 6.3227 | 3.7294 | 2.5933 | 7.3526
60120 | jun | 6.3825 | 3.7895 | 2.593 | 6.9913
60123 | jul | 6.3226 | 3.7684 | 2.5542 | 6.9339
60124 | jul | 6.3129 | 3.7501 | 2.5628 | 6.914
60126 | jun | 6.4614 | 3.6098 | 2.8517 | 7.2963
60129 | jul | 6.27 | 3.6501 | 2.6199 | 7.1418
60130 | jun | 6.4687 | 3.5825 | 2.8861 | 7.5817
60131 | jun | 6.4458 | 3.5754 | 2.8704 | 7.42
60133 | jun | 6.4105 | 3.7377 | 2.6729 | 7.0363
60134 | jun | 6.4762 | 3.8861 | 2.5902 | 7.1811
60135 | jul | 6.2545 | 3.669 | 2.5855 | 7.0752
60136 | jul | 6.3049 | 3.735 | 2.5698 | 6.8715
60137 | jun | 6.462 | 3.7086 | 2.7534 | 7.1552
60139 | jun | 6.4493 | 3.7062 | 2.7431 | 7.0353
60140 | jul | 6.2744 | 3.7055 | 2.5689 | 6.9527
60141 | jun | 6.4698 | 3.5909 | 2.8789 | 7.5514
60142 | jul | 6.26 | 3.6902 | 2.5699 | 6.9585
60143 | jun | 6.4134 | 3.6528 | 2.7607 | 7.1468
60145 | jul | 6.2615 | 3.6672 | 2.5943 | 7.0993
60146 | jul | 6.2664 | 3.6726 | 2.5938 | 7.0531
60148 | jun | 6.462 | 3.6745 | 2.7875 | 7.2007
60150 | jul | 6.2778 | 3.6104 | 2.6674 | 7.4918
60151 | jul | 6.278 | 3.6977 | 2.5804 | 7.2868
60152 | jul | 6.246 | 3.6423 | 2.6037 | 7.1389
60153 | jun | 6.4666 | 3.5835 | 2.8831 | 7.5129
60154 | jun | 6.4681 | 3.6041 | 2.8639 | 7.439
60155 | jun | 6.469 | 3.596 | 2.8731 | 7.5023
60156 | jul | 6.2744 | 3.7073 | 2.5671 | 6.9514
60157 | jun | 6.4122 | 3.677 | 2.7352 | 7.0716
60160 | jun | 6.4639 | 3.5775 | 2.8865 | 7.4541
60162 | jun | 6.4664 | 3.6009 | 2.8655 | 7.3939
60163 | jun | 6.4646 | 3.593 | 2.8716 | 7.3529
60164 | jun | 6.4589 | 3.5788 | 2.8801 | 7.3664
60165 | jun | 6.4636 | 3.5787 | 2.8849 | 7.4136
60169 | jun | 6.355 | 3.7029 | 2.6521 | 7.0009
60171 | jun | 6.4559 | 3.5689 | 2.8871 | 7.5166
60172 | jun | 6.4098 | 3.7049 | 2.7049 | 7.0301
60173 | jun | 6.3532 | 3.6583 | 2.6949 | 7.0953
60174 | jun | 6.456 | 3.8565 | 2.5995 | 7.1086
60175 | jul | 6.3145 | 3.7641 | 2.5504 | 7.0051
60176 | jun | 6.4297 | 3.573 | 2.8567 | 7.4786
60177 | jun | 6.4105 | 3.8412 | 2.5693 | 7.0066
60178 | jul | 6.2611 | 3.6718 | 2.5893 | 7.1924
60180 | jul | 6.2493 | 3.6516 | 2.5977 | 7.0834
60181 | jun | 6.4632 | 3.6427 | 2.8205 | 7.2619
60184 | jun | 6.4378 | 3.8256 | 2.6122 | 7.1044
60185 | jun | 6.4632 | 3.8113 | 2.6519 | 7.1734
60187 | jun | 6.4621 | 3.7429 | 2.7192 | 7.1322
60188 | jun | 6.4533 | 3.7456 | 2.7076 | 7.0696
60189 | jun | 6.4672 | 3.7555 | 2.7117 | 7.2094
60190 | jun | 6.4647 | 3.7752 | 2.6895 | 7.1641
60191 | jun | 6.4237 | 3.6272 | 2.7965 | 7.2243
60192 | jun | 6.3427 | 3.7341 | 2.6087 | 6.9575
60193 | jun | 6.3837 | 3.6962 | 2.6875 | 7.0267
60194 | jun | 6.3677 | 3.7008 | 2.6669 | 7.0119
60195 | jun | 6.3379 | 3.6829 | 2.655 | 7.0068
60201 | jun | 6.336 | 3.5312 | 2.8048 | 7.8986
60202 | jun | 6.3512 | 3.53 | 2.8212 | 7.8663
60203 | jun | 6.3485 | 3.5405 | 2.808 | 7.9063
60208 | jun | 6.3291 | 3.519 | 2.8101 | 7.8753
60301 | jun | 6.4659 | 3.5715 | 2.8944 | 7.6133
60302 | jun | 6.4655 | 3.569 | 2.8966 | 7.6296
60304 | jun | 6.4687 | 3.5762 | 2.8925 | 7.6364
60305 | jun | 6.4649 | 3.573 | 2.8919 | 7.5603
60401 | jun | 6.5712 | 3.7102 | 2.861 | 7.9654
60402 | jun | 6.4755 | 3.5911 | 2.8844 | 7.652
60403 | jun | 6.5479 | 3.7457 | 2.8022 | 8.2246
60404 | jun | 6.5692 | 3.7515 | 2.8177 | 8.6055
60406 | jun | 6.5088 | 3.639 | 2.8698 | 7.8282
60407 | jun | 6.6736 | 3.6394 | 3.0343 | 9.8177
60408 | jun | 6.6675 | 3.6464 | 3.021 | 9.6503
60409 | jun | 6.502 | 3.659 | 2.843 | 7.8444
60410 | jun | 6.6024 | 3.7084 | 2.894 | 8.9826
60411 | jun | 6.5334 | 3.692 | 2.8414 | 7.8484
60415 | jun | 6.4987 | 3.6328 | 2.8659 | 7.7314
60416 | jun | 6.6512 | 3.6621 | 2.9891 | 9.6457
60417 | jun | 6.5476 | 3.7134 | 2.8342 | 7.827
60419 | jun | 6.5142 | 3.6472 | 2.867 | 7.8817
60420 | jun | 6.6889 | 3.5791 | 3.1098 | 10.2986
60421 | jun | 6.6 | 3.7028 | 2.8972 | 8.703
60422 | jun | 6.5336 | 3.6777 | 2.8559 | 7.8741
60423 | jun | 6.5476 | 3.691 | 2.8566 | 8.0207
60424 | jun | 6.6817 | 3.6147 | 3.067 | 10.0634
60425 | jun | 6.5353 | 3.6794 | 2.8559 | 7.8852
60426 | jun | 6.5194 | 3.6557 | 2.8637 | 7.8645
60428 | jun | 6.5214 | 3.6605 | 2.8609 | 7.849
60429 | jun | 6.5272 | 3.6689 | 2.8583 | 7.8673
60430 | jun | 6.5308 | 3.6733 | 2.8575 | 7.8769
60431 | jun | 6.5618 | 3.756 | 2.8059 | 8.4638
60432 | jun | 6.5515 | 3.7213 | 2.8302 | 8.1995
60433 | jun | 6.5683 | 3.7143 | 2.854 | 8.3556
60435 | jun | 6.5551 | 3.743 | 2.8121 | 8.3067
60436 | jun | 6.576 | 3.7258 | 2.8502 | 8.5288
60437 | jun | 6.6936 | 3.5752 | 3.1184 | 10.3997
60438 | jun | 6.5138 | 3.6779 | 2.836 | 7.8505
60439 | jun | 6.4973 | 3.7008 | 2.7964 | 7.6501
60440 | jun | 6.4955 | 3.7444 | 2.7511 | 7.609
60441 | jun | 6.5312 | 3.7323 | 2.7989 | 8.0103
60442 | jun | 6.5891 | 3.6891 | 2.9 | 8.4823
60443 | jun | 6.5393 | 3.6838 | 2.8554 | 7.9032
60444 | jun | 6.6653 | 3.6303 | 3.0349 | 10.0779
60445 | jun | 6.5139 | 3.6493 | 2.8646 | 7.8092
60446 | jun | 6.519 | 3.749 | 2.77 | 7.8831
60447 | jun | 6.5857 | 3.7517 | 2.834 | 8.8815
60448 | jun | 6.5342 | 3.6957 | 2.8385 | 7.9379
60449 | jun | 6.5613 | 3.6952 | 2.8661 | 8.0554
60450 | jun | 6.6383 | 3.6813 | 2.957 | 9.721
60451 | jun | 6.5517 | 3.7039 | 2.8478 | 8.1412
60452 | jun | 6.5186 | 3.6612 | 2.8574 | 7.8153
60453 | jun | 6.4987 | 3.623 | 2.8758 | 7.7567
60455 | jun | 6.4876 | 3.6282 | 2.8594 | 7.6544
60456 | jun | 6.4959 | 3.6133 | 2.8826 | 7.7664
60457 | jun | 6.489 | 3.6397 | 2.8493 | 7.6433
60458 | jun | 6.4837 | 3.6341 | 2.8496 | 7.6094
60459 | jun | 6.4919 | 3.6158 | 2.8761 | 7.7181
60460 | jun | 6.698 | 3.5312 | 3.1668 | 10.4846
60461 | jun | 6.5367 | 3.6817 | 2.855 | 7.8791
60462 | jun | 6.5117 | 3.6728 | 2.8389 | 7.7626
60463 | jun | 6.5075 | 3.6509 | 2.8566 | 7.7613
60464 | jun | 6.4992 | 3.6665 | 2.8327 | 7.6778
60465 | jun | 6.495 | 3.6482 | 2.8468 | 7.6746
60466 | jun | 6.5469 | 3.6944 | 2.8526 | 7.9002
60467 | jun | 6.5161 | 3.6894 | 2.8267 | 7.7837
60468 | jun | 6.591 | 3.683 | 2.9081 | 8.2983
60469 | jun | 6.5153 | 3.6501 | 2.8652 | 7.8395
60470 | jun | 6.7043 | 3.5533 | 3.151 | 10.5053
60471 | jun | 6.5433 | 3.6887 | 2.8547 | 7.9036
60472 | jun | 6.5119 | 3.6444 | 2.8675 | 7.821
60473 | jun | 6.523 | 3.6604 | 2.8626 | 7.8951
60475 | jun | 6.5461 | 3.6968 | 2.8493 | 7.87
60476 | jun | 6.5314 | 3.6721 | 2.8594 | 7.8977
60477 | jun | 6.5257 | 3.6757 | 2.8501 | 7.8427
60478 | jun | 6.5288 | 3.6725 | 2.8563 | 7.8567
60479 | jun | 6.6793 | 3.6062 | 3.073 | 10.2748
60480 | jun | 6.4863 | 3.6573 | 2.829 | 7.5879
60481 | jun | 6.6381 | 3.6664 | 2.9717 | 9.1918
60482 | jun | 6.5012 | 3.6417 | 2.8595 | 7.7325
60487 | jun | 6.5264 | 3.6854 | 2.8411 | 7.8543
60490 | jun | 6.5058 | 3.7783 | 2.7275 | 7.7161
60491 | jun | 6.52 | 3.7064 | 2.8136 | 7.8488
60501 | jun | 6.4808 | 3.6171 | 2.8637 | 7.6187
60502 | jun | 6.4809 | 3.8606 | 2.6203 | 7.3358
60503 | jun | 6.4983 | 3.8544 | 2.6439 | 7.5714
60504 | jun | 6.4866 | 3.8529 | 2.6338 | 7.414
60505 | jun | 6.4897 | 3.8775 | 2.6121 | 7.4379
60506 | jul | 6.3784 | 3.7653 | 2.613 | 7.5656
60510 | jun | 6.481 | 3.883 | 2.598 | 7.28
60511 | jul | 6.3727 | 3.6761 | 2.6966 | 8.0167
60512 | jul | 6.3986 | 3.7301 | 2.6685 | 7.9389
60513 | jun | 6.4728 | 3.6069 | 2.8659 | 7.5388
60514 | jun | 6.4704 | 3.6625 | 2.808 | 7.3911
60515 | jun | 6.4693 | 3.6992 | 2.7701 | 7.3116
60516 | jun | 6.4754 | 3.707 | 2.7683 | 7.412
60517 | jun | 6.4802 | 3.7266 | 2.7536 | 7.4475
60518 | jul | 6.3505 | 3.4282 | 2.9223 | 9.6042
60520 | jul | 6.3346 | 3.6277 | 2.7069 | 8.125
60521 | jun | 6.4704 | 3.6441 | 2.8262 | 7.4159
60523 | jun | 6.4674 | 3.6399 | 2.8274 | 7.3526
60525 | jun | 6.476 | 3.6308 | 2.8452 | 7.5311
60526 | jun | 6.4704 | 3.6095 | 2.8609 | 7.4799
60527 | jun | 6.4772 | 3.6698 | 2.8073 | 7.487
60530 | jul | 6.3037 | 3.5393 | 2.7644 | 8.0536
60531 | jul | 6.3485 | 3.4938 | 2.8548 | 9.3503
60532 | jun | 6.4721 | 3.7429 | 2.7292 | 7.3035
60534 | jun | 6.476 | 3.6056 | 2.8704 | 7.5948
60537 | jun | 6.599 | 3.7668 | 2.8322 | 9.2151
60538 | jul | 6.3902 | 3.7643 | 2.626 | 7.7116
60539 | jun | 6.485 | 3.8902 | 2.5948 | 7.331
60540 | jun | 6.4785 | 3.7913 | 2.6872 | 7.3625
60541 | jun | 6.6025 | 3.7573 | 2.8452 | 9.1864
60542 | jun | 6.4888 | 3.8955 | 2.5933 | 7.3796
60543 | jun | 6.5259 | 3.8485 | 2.6774 | 7.9373
60544 | jun | 6.5332 | 3.7933 | 2.7399 | 8.0798
60545 | jul | 6.3998 | 3.6586 | 2.7412 | 8.4063
60546 | jun | 6.4729 | 3.5959 | 2.877 | 7.5867
60548 | jul | 6.3838 | 3.5857 | 2.7981 | 8.8944
60549 | jun | 6.6555 | 3.6708 | 2.9848 | 10.1496
60550 | jul | 6.3046 | 3.5482 | 2.7565 | 8.1933
60551 | jun | 6.6299 | 3.7166 | 2.9133 | 9.7162
60552 | jul | 6.3532 | 3.5593 | 2.7939 | 8.8928
60553 | jul | 6.3079 | 3.5331 | 2.7748 | 7.9521
60554 | jul | 6.3705 | 3.7295 | 2.641 | 7.6788
60555 | jun | 6.4731 | 3.821 | 2.652 | 7.2666
60556 | jul | 6.3085 | 3.5708 | 2.7377 | 8.3223
60558 | jun | 6.4707 | 3.6272 | 2.8435 | 7.4454
60559 | jun | 6.4707 | 3.6732 | 2.7975 | 7.3803
60560 | jun | 6.5612 | 3.8267 | 2.7345 | 8.4422
60561 | jun | 6.477 | 3.694 | 2.783 | 7.4592
60563 | jun | 6.4756 | 3.8048 | 2.6707 | 7.3065
60564 | jun | 6.4969 | 3.8189 | 2.678 | 7.5791
60565 | jun | 6.486 | 3.7748 | 2.7113 | 7.4755
60585 | jun | 6.5144 | 3.8121 | 2.7023 | 7.8187
60586 | jun | 6.5483 | 3.7822 | 2.7661 | 8.2998
60601 | jun | 6.3974 | 3.5352 | 2.8622 | 7.8094
60602 | jun | 6.4073 | 3.5406 | 2.8666 | 7.8023
60603 | jun | 6.4098 | 3.5417 | 2.8681 | 7.7993
60604 | jun | 6.4066 | 3.5396 | 2.8671 | 7.8098
60605 | jun | 6.412 | 3.5456 | 2.8664 | 7.8071
60606 | jun | 6.4098 | 3.5417 | 2.8681 | 7.7993
60607 | jun | 6.4221 | 3.548 | 2.8741 | 7.7871
60608 | jun | 6.443 | 3.5625 | 2.8806 | 7.7781
60609 | jun | 6.4529 | 3.5738 | 2.8791 | 7.7889
60610 | jun | 6.398 | 3.5315 | 2.8665 | 7.7967
60611 | jun | 6.3922 | 3.5312 | 2.861 | 7.8095
60612 | jun | 6.4377 | 3.5533 | 2.8844 | 7.766
60613 | jun | 6.3849 | 3.5276 | 2.8573 | 7.8056
60614 | jun | 6.3977 | 3.5302 | 2.8674 | 7.7903
60615 | jun | 6.4437 | 3.5712 | 2.8725 | 7.8156
60616 | jun | 6.4272 | 3.5563 | 2.8709 | 7.8024
60617 | jun | 6.476 | 3.6142 | 2.8619 | 7.8028
60618 | jun | 6.4128 | 3.5418 | 2.8711 | 7.7863
60619 | jun | 6.4786 | 3.5983 | 2.8803 | 7.8169
60620 | jun | 6.4852 | 3.6033 | 2.8819 | 7.7978
60621 | jun | 6.4685 | 3.5879 | 2.8806 | 7.798
60622 | jun | 6.4273 | 3.5439 | 2.8834 | 7.7658
60623 | jun | 6.4624 | 3.5708 | 2.8916 | 7.7515
60624 | jun | 6.456 | 3.5608 | 2.8952 | 7.7436
60625 | jun | 6.3966 | 3.5406 | 2.856 | 7.8128
60626 | jun | 6.3559 | 3.5236 | 2.8323 | 7.8418
60628 | jun | 6.4958 | 3.6207 | 2.8751 | 7.8376
60629 | jun | 6.4824 | 3.5957 | 2.8867 | 7.7627
60630 | jun | 6.4162 | 3.5565 | 2.8597 | 7.771
60631 | jun | 6.4015 | 3.5655 | 2.836 | 7.6611
60632 | jun | 6.471 | 3.5827 | 2.8884 | 7.7594
60633 | jun | 6.4923 | 3.6381 | 2.8542 | 7.8314
60634 | jun | 6.4389 | 3.5636 | 2.8753 | 7.6266
60636 | jun | 6.473 | 3.5902 | 2.8828 | 7.7835
60637 | jun | 6.4573 | 3.5811 | 2.8762 | 7.8146
60638 | jun | 6.4849 | 3.603 | 2.8819 | 7.7052
60639 | jun | 6.4542 | 3.5564 | 2.8978 | 7.707
60640 | jun | 6.3747 | 3.5252 | 2.8495 | 7.8158
60641 | jun | 6.4348 | 3.5545 | 2.8802 | 7.7608
60642 | jun | 6.4133 | 3.5391 | 2.8741 | 7.7824
60643 | jun | 6.4967 | 3.6202 | 2.8765 | 7.8136
60644 | jun | 6.4679 | 3.5686 | 2.8993 | 7.7025
60645 | jun | 6.3667 | 3.5332 | 2.8335 | 7.8476
60646 | jun | 6.3999 | 3.5564 | 2.8435 | 7.8042
60647 | jun | 6.4295 | 3.544 | 2.8855 | 7.7605
60649 | jun | 6.46 | 3.5881 | 2.8719 | 7.8041
60651 | jun | 6.4578 | 3.5574 | 2.9004 | 7.7186
60652 | jun | 6.4902 | 3.6056 | 2.8846 | 7.7685
60653 | jun | 6.436 | 3.5648 | 2.8713 | 7.8124
60654 | jun | 6.4062 | 3.5381 | 2.8681 | 7.7971
60655 | jun | 6.5008 | 3.6248 | 2.8759 | 7.7978
60656 | jun | 6.4191 | 3.5672 | 2.8518 | 7.6003
60657 | jun | 6.392 | 3.5294 | 2.8626 | 7.7963
60659 | jun | 6.3841 | 3.5392 | 2.8449 | 7.833
60660 | jun | 6.3663 | 3.5252 | 2.8411 | 7.8267
60661 | jun | 6.4149 | 3.5424 | 2.8725 | 7.7973
60666 | jun | 6.4141 | 3.5794 | 2.8347 | 7.41
60706 | jun | 6.4256 | 3.5654 | 2.8602 | 7.6198
60707 | jun | 6.4565 | 3.5642 | 2.8923 | 7.5901
60712 | jun | 6.3854 | 3.5494 | 2.836 | 7.8538
60714 | jun | 6.3754 | 3.565 | 2.8104 | 7.7155
60803 | jun | 6.5066 | 3.6359 | 2.8707 | 7.7914
60804 | jun | 6.4747 | 3.5805 | 2.8943 | 7.7113
60805 | jun | 6.4946 | 3.614 | 2.8806 | 7.785
60827 | jun | 6.5086 | 3.639 | 2.8696 | 7.8555
60901 | jun | 6.6506 | 3.6188 | 3.0319 | 9.1742
60911 | jun | 6.6883 | 3.5544 | 3.1339 | 9.6835
60912 | jun | 6.6205 | 3.6023 | 3.0182 | 8.5578
60913 | jun | 6.6732 | 3.6248 | 3.0484 | 9.4931
60914 | jun | 6.6351 | 3.6443 | 2.9908 | 8.8564
60915 | jun | 6.638 | 3.6328 | 3.0051 | 8.9546
60917 | jun | 6.7027 | 3.5965 | 3.1062 | 9.9302
60918 | jun | 6.6758 | 3.5532 | 3.1226 | 9.7936
60919 | jun | 6.7035 | 3.5807 | 3.1228 | 10.0261
60921 | jun | 6.7082 | 3.5542 | 3.154 | 10.1286
60922 | jun | 6.6717 | 3.5874 | 3.0844 | 9.4242
60924 | jun | 6.669 | 3.4981 | 3.1709 | 9.4682
60927 | jun | 6.6875 | 3.5718 | 3.1157 | 9.6257
60928 | jun | 6.6513 | 3.5072 | 3.1441 | 9.4818
60929 | jun | 6.7051 | 3.557 | 3.1481 | 10.1768
60930 | jun | 6.6949 | 3.5496 | 3.1453 | 9.8099
60931 | jun | 6.611 | 3.567 | 3.044 | 8.5473
60934 | jun | 6.6973 | 3.5677 | 3.1296 | 10.1939
60935 | jun | 6.68 | 3.6287 | 3.0513 | 9.7049
60936 | jun | 6.6612 | 3.5873 | 3.0739 | 9.7354
60938 | jun | 6.6833 | 3.5331 | 3.1502 | 9.7687
60940 | jun | 6.6015 | 3.6913 | 2.9101 | 8.2098
60941 | jun | 6.6908 | 3.5989 | 3.0918 | 9.7258
60942 | jun | 6.6509 | 3.4571 | 3.1938 | 8.5256
60946 | jun | 6.7038 | 3.569 | 3.1348 | 10.0083
60948 | jun | 6.6631 | 3.5894 | 3.0737 | 9.7863
60949 | jun | 6.6553 | 3.6431 | 3.0122 | 9.6575
60950 | jun | 6.6275 | 3.6615 | 2.9661 | 8.7156
60951 | jun | 6.6755 | 3.559 | 3.1165 | 9.1203
60952 | jun | 6.657 | 3.5878 | 3.0692 | 9.8459
60953 | jun | 6.6459 | 3.4502 | 3.1958 | 8.8882
60954 | jun | 6.6233 | 3.6606 | 2.9627 | 8.4466
60955 | jun | 6.684 | 3.5278 | 3.1561 | 9.7737
60957 | jun | 6.6548 | 3.6215 | 3.0332 | 9.7702
60959 | jun | 6.72 | 3.5582 | 3.1618 | 10.0854
60960 | jun | 6.6615 | 3.542 | 3.1195 | 9.241
60961 | jun | 6.7015 | 3.6045 | 3.097 | 9.9919
60962 | jun | 6.6866 | 3.5702 | 3.1164 | 9.9464
60963 | jun | 6.6659 | 3.5356 | 3.1303 | 8.2253
60964 | jun | 6.643 | 3.6138 | 3.0293 | 8.7917
60966 | jun | 6.6171 | 3.5093 | 3.1078 | 8.5249
60968 | jun | 6.6995 | 3.5576 | 3.1418 | 9.9281
60970 | jun | 6.6468 | 3.5076 | 3.1392 | 9.1262
60973 | jun | 6.6568 | 3.4298 | 3.227 | 8.7876
61001 | jul | 6.065 | 3.7804 | 2.2847 | 6.4705
61006 | jul | 6.2947 | 3.493 | 2.8017 | 7.8477
61007 | jul | 6.1579 | 3.6845 | 2.4734 | 5.9771
61008 | jul | 6.2449 | 3.6856 | 2.5592 | 6.9395
61010 | jul | 6.2235 | 3.6504 | 2.5731 | 6.6858
61011 | jul | 6.1916 | 3.719 | 2.4726 | 6.6665
61012 | jul | 6.2018 | 3.673 | 2.5288 | 6.9262
61014 | jul | 6.1716 | 3.6461 | 2.5255 | 5.9108
61015 | jul | 6.2647 | 3.5751 | 2.6896 | 7.2368
61016 | jul | 6.2514 | 3.7069 | 2.5445 | 6.7906
61018 | jul | 6.1124 | 3.7684 | 2.344 | 6.0384
61019 | jul | 6.1319 | 3.7512 | 2.3808 | 6.2607
61020 | jul | 6.2371 | 3.685 | 2.5521 | 6.7779
61021 | jul | 6.2702 | 3.3984 | 2.8719 | 7.849
61024 | jul | 6.16 | 3.7365 | 2.4236 | 6.4945
61025 | jul | 6.1578 | 3.6352 | 2.5226 | 6.5198
61028 | jul | 6.1475 | 3.7335 | 2.414 | 6.4879
61030 | jul | 6.1667 | 3.6393 | 2.5274 | 6.0645
61031 | jul | 6.2822 | 3.4399 | 2.8423 | 7.9565
61032 | jul | 6.1306 | 3.7486 | 2.382 | 5.9299
61036 | jul | 6.1496 | 3.6602 | 2.4893 | 6.7796
61038 | jul | 6.2377 | 3.6555 | 2.5822 | 7.121
61039 | jul | 6.1819 | 3.6691 | 2.5128 | 6.2506
61041 | jul | 6.2007 | 3.6503 | 2.5504 | 7.0028
61042 | jul | 6.3053 | 3.3986 | 2.9068 | 8.1749
61044 | jul | 6.055 | 3.8255 | 2.2295 | 5.6065
61046 | jul | 6.1241 | 3.74 | 2.3841 | 5.5361
61047 | jul | 6.202 | 3.6379 | 2.5641 | 6.489
61048 | jul | 6.0612 | 3.812 | 2.2491 | 5.845
61049 | jul | 6.2622 | 3.6529 | 2.6094 | 7.0574
61050 | jul | 6.1036 | 3.8001 | 2.3035 | 6.0867
61051 | jul | 6.1773 | 3.5935 | 2.5839 | 6.1757
61052 | jul | 6.2511 | 3.6867 | 2.5644 | 6.8758
61053 | jul | 6.1439 | 3.7821 | 2.3617 | 5.7001
61054 | jul | 6.2119 | 3.5657 | 2.6462 | 6.6813
61060 | jul | 6.0999 | 3.7911 | 2.3089 | 6.1065
61061 | jul | 6.2483 | 3.5219 | 2.7264 | 7.2254
61062 | jul | 6.096 | 3.8042 | 2.2918 | 5.5304
61063 | jul | 6.1738 | 3.7168 | 2.457 | 6.3492
61064 | jul | 6.2077 | 3.517 | 2.6907 | 6.7192
61065 | jul | 6.1973 | 3.6941 | 2.5032 | 6.8102
61067 | jul | 6.1562 | 3.717 | 2.4393 | 6.1447
61068 | jul | 6.2847 | 3.5883 | 2.6965 | 7.3968
61070 | jul | 6.125 | 3.756 | 2.369 | 6.1444
61071 | jul | 6.2959 | 3.4208 | 2.8751 | 7.7273
61072 | jul | 6.1794 | 3.7309 | 2.4484 | 6.6808
61073 | jul | 6.1831 | 3.7279 | 2.4552 | 6.6774
61074 | jul | 6.2126 | 3.6959 | 2.5167 | 6.6938
61075 | jul | 6.0854 | 3.7379 | 2.3475 | 6.5788
61078 | jul | 6.1258 | 3.733 | 2.3928 | 5.6448
61080 | jul | 6.1741 | 3.7268 | 2.4473 | 6.6969
61081 | jul | 6.2458 | 3.4705 | 2.7754 | 7.0363
61084 | jul | 6.2326 | 3.6647 | 2.5678 | 6.7468
61085 | jul | 6.0801 | 3.8008 | 2.2792 | 5.9974
61087 | jul | 6.0479 | 3.8111 | 2.2369 | 6.3108
61088 | jul | 6.1921 | 3.7179 | 2.4742 | 6.4746
61089 | jul | 6.0712 | 3.8141 | 2.2571 | 6.1507
61101 | jul | 6.1974 | 3.7385 | 2.4589 | 6.5758
61102 | jul | 6.2111 | 3.7296 | 2.4814 | 6.5109
61103 | jul | 6.2035 | 3.7427 | 2.4608 | 6.6214
61104 | jul | 6.2191 | 3.7551 | 2.464 | 6.4871
61107 | jul | 6.2246 | 3.736 | 2.4887 | 6.6133
61108 | jul | 6.2337 | 3.7356 | 2.4981 | 6.6108
61109 | jul | 6.2309 | 3.725 | 2.5059 | 6.6266
61111 | jul | 6.2105 | 3.7343 | 2.4762 | 6.6332
61112 | jul | 6.242 | 3.7273 | 2.5147 | 6.6608
61114 | jul | 6.2182 | 3.7313 | 2.4869 | 6.6394
61115 | jul | 6.1997 | 3.7344 | 2.4653 | 6.6542
61201 | jun | 6.6583 | 3.8458 | 2.8125 | 9.6861
61230 | jul | 6.3898 | 3.612 | 2.7777 | 9.0618
61231 | jun | 6.6112 | 3.9193 | 2.6918 | 10.2071
61232 | jun | 6.5996 | 3.8704 | 2.7292 | 10.654
61234 | jul | 6.3683 | 3.6037 | 2.7646 | 8.1232
61235 | jun | 6.609 | 3.9018 | 2.7072 | 8.0342
61238 | jun | 6.602 | 3.9333 | 2.6687 | 7.8151
61240 | jun | 6.6188 | 3.925 | 2.6938 | 8.2411
61241 | jun | 6.6188 | 3.9245 | 2.6943 | 8.3328
61242 | jun | 6.631 | 3.8802 | 2.7508 | 9.3562
61243 | jul | 6.3213 | 3.452 | 2.8692 | 8.0227
61244 | jun | 6.624 | 3.9078 | 2.7162 | 8.6722
61250 | jul | 6.3579 | 3.5945 | 2.7634 | 8.2813
61251 | jul | 6.3293 | 3.5349 | 2.7945 | 8.0399
61252 | jul | 6.301 | 3.5711 | 2.7298 | 7.8658
61254 | jun | 6.6095 | 3.9165 | 2.6931 | 8.1515
61256 | jun | 6.6261 | 3.8976 | 2.7285 | 8.9173
61257 | jun | 6.626 | 3.8993 | 2.7267 | 8.6788
61259 | jun | 6.6168 | 3.8599 | 2.7569 | 11.5262
61260 | jun | 6.609 | 3.8818 | 2.7271 | 11.2105
61261 | jul | 6.2949 | 3.4654 | 2.8295 | 7.4102
61262 | jun | 6.6106 | 3.9349 | 2.6757 | 7.9408
61263 | jun | 6.6451 | 3.948 | 2.6971 | 9.1933
61264 | jun | 6.6401 | 3.8854 | 2.7547 | 9.2891
61265 | jun | 6.6393 | 3.8831 | 2.7562 | 9.014
61270 | jul | 6.2574 | 3.5295 | 2.7279 | 7.0177
61272 | jun | 6.6264 | 3.8396 | 2.7869 | 11.7123
61273 | jun | 6.6112 | 3.9399 | 2.6713 | 7.9688
61274 | jun | 6.6106 | 3.9393 | 2.6713 | 7.951
61275 | jun | 6.6308 | 3.8957 | 2.7351 | 8.9319
61277 | jul | 6.3364 | 3.5337 | 2.8027 | 7.8908
61279 | jun | 6.6059 | 3.9204 | 2.6854 | 10.3668
61281 | jun | 6.6352 | 3.9322 | 2.703 | 8.6189
61282 | jun | 6.6193 | 3.9153 | 2.704 | 8.5293
61283 | jul | 6.3324 | 3.4873 | 2.8451 | 7.9294
61284 | jun | 6.5994 | 3.8858 | 2.7137 | 10.6586
61285 | jul | 6.2217 | 3.6439 | 2.5778 | 6.6638
61301 | jun | 6.688 | 3.5753 | 3.1127 | 10.396
61310 | jul | 6.2955 | 3.4057 | 2.8897 | 8.3354
61311 | jun | 6.735 | 3.4204 | 3.3146 | 10.2599
61312 | jun | 6.6528 | 3.6637 | 2.9892 | 9.5876
61313 | jun | 6.7159 | 3.5202 | 3.1957 | 10.5363
61314 | jun | 6.6329 | 3.7199 | 2.913 | 8.3347
61318 | jul | 6.3273 | 3.4637 | 2.8636 | 8.5681
61319 | jun | 6.7293 | 3.4624 | 3.2668 | 10.5412
61320 | jun | 6.6816 | 3.6082 | 3.0734 | 9.8304
61321 | jun | 6.7134 | 3.3549 | 3.3585 | 9.6777
61325 | jun | 6.7171 | 3.5249 | 3.1922 | 10.6692
61326 | jun | 6.7262 | 3.527 | 3.1992 | 9.9826
61327 | jun | 6.727 | 3.5226 | 3.2044 | 9.7618
61329 | jun | 6.6824 | 3.6046 | 3.0779 | 9.8833
61330 | jul | 6.325 | 3.4224 | 2.9026 | 8.8999
61333 | jun | 6.7313 | 3.3944 | 3.3369 | 10.0947
61334 | jun | 6.7423 | 3.439 | 3.3033 | 10.0083
61335 | jun | 6.7394 | 3.4718 | 3.2676 | 9.8736
61336 | jun | 6.7424 | 3.4515 | 3.2908 | 9.7292
61337 | jun | 6.6385 | 3.7037 | 2.9349 | 9.1482
61341 | jun | 6.6849 | 3.6023 | 3.0827 | 10.46
61342 | jul | 6.3513 | 3.3948 | 2.9565 | 9.6072
61344 | jun | 6.6138 | 3.8212 | 2.7926 | 8.1625
61345 | jun | 6.6145 | 3.7817 | 2.8328 | 8.1125
61346 | jul | 6.3476 | 3.5009 | 2.8467 | 8.1382
61348 | jun | 6.7252 | 3.5081 | 3.2171 | 10.5409
61349 | jul | 6.3302 | 3.4428 | 2.8874 | 8.5203
61350 | jun | 6.6989 | 3.5612 | 3.1377 | 10.8136
61353 | jul | 6.3275 | 3.4726 | 2.8549 | 8.7185
61354 | jun | 6.707 | 3.5495 | 3.1575 | 10.1989
61356 | jun | 6.6633 | 3.6603 | 3.003 | 9.1207
61358 | jun | 6.7022 | 3.344 | 3.3582 | 9.4493
61360 | jun | 6.6724 | 3.6271 | 3.0453 | 10.1981
61361 | jun | 6.617 | 3.7856 | 2.8314 | 8.2465
61362 | jun | 6.6984 | 3.5792 | 3.1192 | 9.8828
61364 | jun | 6.7309 | 3.47 | 3.2609 | 10.4591
61367 | jul | 6.3041 | 3.4201 | 2.884 | 8.6211
61368 | jun | 6.6757 | 3.6336 | 3.0421 | 8.9473
61369 | jun | 6.6875 | 3.3566 | 3.3309 | 9.2796
61370 | jun | 6.7366 | 3.4732 | 3.2634 | 10.3661
61373 | jun | 6.6936 | 3.5596 | 3.1339 | 10.7424
61375 | jun | 6.7175 | 3.4123 | 3.3053 | 9.5014
61376 | jul | 6.3288 | 3.466 | 2.8628 | 8.289
61377 | jun | 6.7356 | 3.3918 | 3.3439 | 9.7722
61378 | jul | 6.3132 | 3.4492 | 2.864 | 8.4247
61379 | jun | 6.6394 | 3.7326 | 2.9068 | 8.5007
61401 | jun | 6.5804 | 3.791 | 2.7893 | 8.3391
61410 | jun | 6.6054 | 3.7418 | 2.8637 | 8.5024
61411 | jun | 6.6244 | 3.7063 | 2.9181 | 8.167
61412 | jun | 6.6004 | 3.841 | 2.7595 | 9.2572
61413 | jun | 6.5963 | 3.9079 | 2.6883 | 8.0489
61414 | jun | 6.5585 | 3.8586 | 2.7 | 7.7422
61415 | jun | 6.6144 | 3.7222 | 2.8922 | 8.4556
61417 | jun | 6.6026 | 3.7505 | 2.8521 | 8.6854
61418 | jun | 6.5863 | 3.8199 | 2.7664 | 10.0458
61420 | jul | 6.5672 | 3.8024 | 2.7647 | 8.6456
61421 | jun | 6.6147 | 3.6418 | 2.9729 | 8.4622
61422 | jun | 6.6193 | 3.744 | 2.8753 | 8.3432
61423 | jun | 6.5934 | 3.7555 | 2.8379 | 8.6648
61425 | jul | 6.5206 | 3.5849 | 2.9357 | 10.9106
61427 | jun | 6.6353 | 3.6374 | 2.9979 | 8.5486
61428 | jun | 6.582 | 3.7596 | 2.8224 | 8.0734
61430 | jun | 6.5806 | 3.7867 | 2.794 | 8.1818
61431 | jun | 6.6121 | 3.6787 | 2.9334 | 8.4342
61432 | jun | 6.6108 | 3.6618 | 2.949 | 8.4388
61433 | jun | 6.6104 | 3.6626 | 2.9478 | 8.4415
61434 | jun | 6.5762 | 3.8666 | 2.7096 | 7.7865
61435 | jun | 6.5983 | 3.7979 | 2.8004 | 9.1438
61436 | jun | 6.5978 | 3.7369 | 2.8609 | 8.2592
61437 | jul | 6.5207 | 3.6539 | 2.8668 | 10.7691
61438 | jun | 6.613 | 3.7872 | 2.8258 | 8.4115
61440 | jun | 6.6248 | 3.7034 | 2.9215 | 8.2433
61441 | jun | 6.6522 | 3.6374 | 3.0147 | 8.4564
61442 | jul | 6.5336 | 3.7514 | 2.7822 | 11.3869
61443 | jun | 6.6049 | 3.862 | 2.7428 | 7.9423
61447 | jun | 6.5926 | 3.7966 | 2.796 | 9.5025
61448 | jun | 6.5864 | 3.7745 | 2.8119 | 8.1415
61449 | jun | 6.5608 | 3.7827 | 2.7781 | 7.948
61450 | jul | 6.5961 | 3.7735 | 2.8226 | 9.228
61451 | jun | 6.5849 | 3.6883 | 2.8966 | 8.3163
61452 | jun | 6.6317 | 3.6709 | 2.9608 | 8.261
61453 | jun | 6.609 | 3.8229 | 2.7862 | 10.1175
61454 | jul | 6.5499 | 3.6821 | 2.8677 | 10.0046
61455 | jun | 6.6169 | 3.7541 | 2.8628 | 8.305
61458 | jun | 6.6085 | 3.7011 | 2.9074 | 8.4079
61459 | jun | 6.6245 | 3.7017 | 2.9228 | 8.2626
61460 | jul | 6.5086 | 3.7587 | 2.7499 | 9.5683
61462 | jun | 6.599 | 3.7743 | 2.8248 | 9.3005
61465 | jun | 6.6138 | 3.9133 | 2.7005 | 8.4783
61466 | jun | 6.5915 | 3.8653 | 2.7262 | 8.6115
61467 | jun | 6.5516 | 3.8524 | 2.6992 | 7.8832
61469 | jun | 6.5941 | 3.8127 | 2.7813 | 10.6788
61470 | jun | 6.617 | 3.7411 | 2.8759 | 8.4138
61471 | jul | 6.5244 | 3.7757 | 2.7486 | 9.0902
61472 | jun | 6.5752 | 3.8686 | 2.7066 | 8.1532
61473 | jun | 6.5974 | 3.7877 | 2.8097 | 8.7212
61474 | jun | 6.6152 | 3.7263 | 2.889 | 8.5223
61475 | jun | 6.6044 | 3.8325 | 2.772 | 8.4359
61476 | jun | 6.6093 | 3.8361 | 2.7732 | 10.9077
61477 | jun | 6.6295 | 3.673 | 2.9565 | 8.3765
61478 | jun | 6.5836 | 3.8153 | 2.7683 | 9.1174
61479 | jun | 6.5898 | 3.6315 | 2.9583 | 8.4482
61480 | jul | 6.5188 | 3.6658 | 2.853 | 10.2424
61482 | jun | 6.6364 | 3.6805 | 2.9559 | 8.184
61483 | jun | 6.5822 | 3.7341 | 2.8481 | 8.1461
61484 | jun | 6.6427 | 3.6661 | 2.9766 | 8.1782
61485 | jun | 6.5665 | 3.7841 | 2.7824 | 7.9205
61486 | jun | 6.6301 | 3.9196 | 2.7105 | 9.0958
61488 | jun | 6.5608 | 3.8319 | 2.7289 | 8.0588
61489 | jun | 6.5853 | 3.719 | 2.8663 | 8.1922
61490 | jun | 6.5872 | 3.9077 | 2.6795 | 7.8366
61491 | jun | 6.589 | 3.6757 | 2.9133 | 8.31
61501 | jun | 6.657 | 3.6241 | 3.0328 | 8.4834
61516 | jun | 6.6621 | 3.3224 | 3.3397 | 8.9991
61517 | jun | 6.6061 | 3.6003 | 3.0058 | 8.6781
61519 | jun | 6.655 | 3.5871 | 3.0678 | 8.8636
61520 | jun | 6.6343 | 3.591 | 3.0433 | 8.8117
61523 | jun | 6.6359 | 3.4752 | 3.1606 | 9.1447
61524 | jun | 6.6576 | 3.571 | 3.0866 | 8.9966
61525 | jun | 6.6216 | 3.5173 | 3.1043 | 8.957
61526 | jun | 6.6119 | 3.5302 | 3.0817 | 8.8513
61528 | jun | 6.6282 | 3.5179 | 3.1102 | 8.9913
61529 | jun | 6.6063 | 3.6215 | 2.9849 | 8.6357
61530 | jun | 6.6539 | 3.3823 | 3.2716 | 8.8586
61531 | jun | 6.613 | 3.6235 | 2.9895 | 8.5882
61532 | jun | 6.7083 | 3.4828 | 3.2255 | 9.6759
61533 | jun | 6.6481 | 3.5296 | 3.1184 | 9.238
61534 | jun | 6.709 | 3.4772 | 3.2317 | 9.6022
61535 | jun | 6.6687 | 3.4432 | 3.2255 | 9.2984
61536 | jun | 6.6383 | 3.5278 | 3.1106 | 9.0956
61537 | jun | 6.7082 | 3.5181 | 3.19 | 9.3344
61540 | jun | 6.7127 | 3.4441 | 3.2687 | 9.53
61542 | jun | 6.6678 | 3.5963 | 3.0716 | 8.8583
61543 | jun | 6.6831 | 3.5506 | 3.1325 | 9.2254
61544 | jun | 6.6117 | 3.6897 | 2.922 | 8.4634
61545 | jun | 6.648 | 3.4031 | 3.245 | 9.2408
61546 | jun | 6.6904 | 3.4944 | 3.196 | 9.5401
61547 | jun | 6.6657 | 3.4935 | 3.1723 | 9.392
61548 | jun | 6.6433 | 3.4129 | 3.2303 | 9.1389
61550 | jun | 6.6717 | 3.4356 | 3.2361 | 9.0809
61552 | jun | 6.643 | 3.4557 | 3.1873 | 9.2492
61554 | jun | 6.6763 | 3.4615 | 3.2148 | 9.458
61559 | jun | 6.5952 | 3.6034 | 2.9918 | 8.5786
61560 | jun | 6.7089 | 3.5482 | 3.1607 | 9.4075
61561 | jun | 6.6533 | 3.3563 | 3.297 | 8.921
61563 | jun | 6.6363 | 3.6092 | 3.0271 | 8.6415
61565 | jun | 6.6431 | 3.5197 | 3.1234 | 9.0024
61567 | jun | 6.6957 | 3.5146 | 3.1811 | 9.486
61568 | jun | 6.693 | 3.4639 | 3.229 | 9.2524
61569 | jun | 6.6198 | 3.5746 | 3.0451 | 8.9094
61570 | jun | 6.6569 | 3.3812 | 3.2757 | 9.1917
61571 | jun | 6.6506 | 3.4174 | 3.2332 | 9.0479
61572 | jun | 6.605 | 3.6653 | 2.9397 | 8.4251
61602 | jun | 6.6578 | 3.4466 | 3.2112 | 9.4001
61603 | jun | 6.6575 | 3.434 | 3.2236 | 9.4067
61604 | jun | 6.651 | 3.4696 | 3.1814 | 9.2899
61605 | jun | 6.6563 | 3.4581 | 3.1983 | 9.3624
61606 | jun | 6.6556 | 3.4498 | 3.2058 | 9.3735
61607 | jun | 6.6608 | 3.4753 | 3.1855 | 9.3706
61610 | jun | 6.6599 | 3.4456 | 3.2143 | 9.4175
61611 | jun | 6.6543 | 3.4348 | 3.2195 | 9.3004
61614 | jun | 6.6508 | 3.4479 | 3.2029 | 9.3314
61615 | jun | 6.642 | 3.4741 | 3.1679 | 9.2053
61616 | jun | 6.6559 | 3.4312 | 3.2248 | 9.4011
61625 | jun | 6.6557 | 3.4492 | 3.2066 | 9.3755
61635 | jun | 6.6545 | 3.4285 | 3.226 | 9.2759
61701 | jun | 6.7055 | 3.4439 | 3.2616 | 8.9279
61704 | jun | 6.7062 | 3.4491 | 3.2572 | 8.9635
61705 | jun | 6.7077 | 3.4502 | 3.2574 | 8.9286
61720 | jun | 6.6715 | 3.5279 | 3.1436 | 9.6316
61721 | jun | 6.7456 | 3.5048 | 3.2409 | 9.0461
61722 | jun | 6.6882 | 3.5136 | 3.1746 | 9.2029
61723 | jun | 6.7747 | 3.5322 | 3.2425 | 8.9377
61724 | jun | 6.6845 | 3.5461 | 3.1383 | 9.2429
61725 | jun | 6.6746 | 3.39 | 3.2846 | 8.8487
61726 | jun | 6.686 | 3.434 | 3.252 | 10.0083
61727 | jun | 6.7621 | 3.4972 | 3.2649 | 9.1458
61728 | jun | 6.6812 | 3.4839 | 3.1973 | 9.6684
61729 | jun | 6.668 | 3.3967 | 3.2713 | 8.8414
61730 | jun | 6.6727 | 3.4609 | 3.2118 | 9.3029
61731 | jun | 6.6745 | 3.5161 | 3.1584 | 9.816
61732 | jun | 6.6909 | 3.4295 | 3.2614 | 8.8757
61733 | jun | 6.6667 | 3.4161 | 3.2506 | 8.9145
61734 | jun | 6.7251 | 3.4941 | 3.2309 | 9.3834
61735 | jun | 6.7309 | 3.5031 | 3.2278 | 9.1701
61736 | jun | 6.717 | 3.4814 | 3.2356 | 8.9986
61737 | jun | 6.6859 | 3.4849 | 3.201 | 9.1388
61738 | jun | 6.6771 | 3.3458 | 3.3313 | 9.1107
61739 | jun | 6.7213 | 3.495 | 3.2264 | 10.2489
61740 | jun | 6.7158 | 3.3786 | 3.3373 | 9.9072
61741 | jun | 6.7159 | 3.5274 | 3.1884 | 10.2658
61742 | jun | 6.6668 | 3.4098 | 3.257 | 8.8589
61743 | jun | 6.7149 | 3.4155 | 3.2994 | 10.2564
61744 | jun | 6.6756 | 3.3764 | 3.2992 | 9.4013
61745 | jun | 6.7385 | 3.4804 | 3.2581 | 8.9502
61747 | jun | 6.7098 | 3.4861 | 3.2237 | 9.1659
61748 | jun | 6.6744 | 3.3959 | 3.2785 | 8.9946
61749 | jun | 6.7917 | 3.5024 | 3.2893 | 9.2099
61752 | jun | 6.7124 | 3.497 | 3.2155 | 9.0754
61753 | jun | 6.6661 | 3.4298 | 3.2362 | 9.4291
61754 | jun | 6.755 | 3.4952 | 3.2598 | 8.9298
61755 | jun | 6.6922 | 3.4464 | 3.2458 | 8.9843
61756 | jun | 6.7778 | 3.485 | 3.2928 | 9.3676
61759 | jun | 6.7219 | 3.4754 | 3.2465 | 9.0511
61760 | jun | 6.6787 | 3.3217 | 3.357 | 9.236
61761 | jun | 6.6877 | 3.4308 | 3.2569 | 8.9874
61764 | jun | 6.7136 | 3.4728 | 3.2408 | 10.5011
61769 | jun | 6.6948 | 3.5362 | 3.1586 | 10.3356
61770 | jun | 6.6781 | 3.5421 | 3.1361 | 9.3951
61771 | jun | 6.6697 | 3.3532 | 3.3165 | 8.9046
61772 | jun | 6.7354 | 3.4695 | 3.2659 | 8.9211
61773 | jun | 6.6595 | 3.5565 | 3.103 | 9.7921
61774 | jun | 6.7332 | 3.468 | 3.2652 | 8.9673
61775 | jun | 6.6831 | 3.5418 | 3.1413 | 9.9831
61776 | jun | 6.6738 | 3.4235 | 3.2504 | 9.1347
61777 | jun | 6.7544 | 3.4956 | 3.2588 | 8.9955
61778 | jun | 6.7694 | 3.5031 | 3.2663 | 8.9468
61790 | jun | 6.6926 | 3.4281 | 3.2645 | 8.918
61801 | jun | 6.6827 | 3.6116 | 3.0711 | 7.9781
61802 | jun | 6.681 | 3.6334 | 3.0475 | 8.2869
61810 | jun | 6.7087 | 3.5957 | 3.113 | 7.2385
61811 | jun | 6.6632 | 3.6023 | 3.0609 | 7.6796
61812 | jun | 6.6843 | 3.6543 | 3.03 | 8.4342
61813 | jun | 6.7341 | 3.5119 | 3.2221 | 8.9251
61814 | jun | 6.6667 | 3.6568 | 3.0099 | 7.266
61816 | jun | 6.6962 | 3.587 | 3.1093 | 7.4042
61817 | jun | 6.7204 | 3.6934 | 3.0271 | 7.0759
61818 | jun | 6.7479 | 3.4931 | 3.2548 | 9.2331
61820 | jun | 6.6822 | 3.6043 | 3.0779 | 7.9695
61821 | jun | 6.6857 | 3.596 | 3.0897 | 8.0922
61822 | jun | 6.688 | 3.5941 | 3.0939 | 8.506
61830 | jun | 6.7366 | 3.4986 | 3.2379 | 9.2133
61831 | jun | 6.7005 | 3.6606 | 3.0399 | 8.1088
61832 | jun | 6.693 | 3.6914 | 3.0016 | 7.0823
61833 | jun | 6.7028 | 3.7052 | 2.9976 | 6.9841
61834 | jun | 6.6919 | 3.6758 | 3.016 | 7.244
61839 | jun | 6.7201 | 3.5153 | 3.2047 | 9.1386
61840 | jun | 6.665 | 3.6236 | 3.0414 | 9.3987
61841 | jun | 6.7203 | 3.6609 | 3.0594 | 7.3709
61842 | jun | 6.7231 | 3.5083 | 3.2147 | 9.1261
61843 | jun | 6.6693 | 3.5953 | 3.0741 | 9.3868
61844 | jun | 6.7079 | 3.6707 | 3.0373 | 7.9427
61845 | jun | 6.6719 | 3.5802 | 3.0917 | 9.485
61846 | jun | 6.7019 | 3.6477 | 3.0542 | 6.5941
61847 | jun | 6.6654 | 3.6533 | 3.0121 | 9.2512
61849 | jun | 6.7033 | 3.6268 | 3.0765 | 7.6186
61850 | jun | 6.7198 | 3.6235 | 3.0963 | 6.7861
61851 | jun | 6.7238 | 3.5326 | 3.1912 | 8.6562
61852 | jun | 6.6878 | 3.57 | 3.1178 | 7.5324
61853 | jun | 6.6796 | 3.5805 | 3.0991 | 9.0818
61854 | jun | 6.6981 | 3.5412 | 3.1569 | 9.1099
61855 | jun | 6.7405 | 3.5006 | 3.24 | 9.1284
61856 | jun | 6.7252 | 3.5194 | 3.2058 | 9.0079
61858 | jun | 6.7202 | 3.6959 | 3.0243 | 7.5694
61859 | jun | 6.6943 | 3.6607 | 3.0336 | 8.2418
61862 | jun | 6.668 | 3.6378 | 3.0302 | 8.9857
61863 | jun | 6.7079 | 3.5439 | 3.164 | 8.0453
61864 | jun | 6.689 | 3.5835 | 3.1055 | 7.7246
61865 | jun | 6.6818 | 3.603 | 3.0788 | 8.563
61866 | jun | 6.6628 | 3.6551 | 3.0077 | 9.458
61870 | jun | 6.707 | 3.6062 | 3.1008 | 6.4482
61872 | jun | 6.718 | 3.5405 | 3.1775 | 8.395
61873 | jun | 6.6872 | 3.6548 | 3.0324 | 8.3018
61874 | jun | 6.6891 | 3.5868 | 3.1023 | 7.7505
61875 | jun | 6.7058 | 3.5569 | 3.1489 | 8.7516
61876 | jun | 6.7158 | 3.6028 | 3.113 | 6.9958
61877 | jun | 6.6864 | 3.6057 | 3.0807 | 7.7229
61878 | jun | 6.6704 | 3.6626 | 3.0078 | 9.1603
61880 | jun | 6.6988 | 3.5672 | 3.1316 | 7.8936
61882 | jun | 6.7323 | 3.5013 | 3.231 | 9.1956
61883 | jun | 6.7046 | 3.6854 | 3.0192 | 6.8088
61884 | jun | 6.712 | 3.5428 | 3.1691 | 8.8668
61910 | jun | 6.6999 | 3.477 | 3.2229 | 8.455
61911 | jun | 6.723 | 3.4834 | 3.2397 | 9.0051
61912 | jun | 6.7061 | 3.4225 | 3.2836 | 7.3983
61913 | jun | 6.7238 | 3.5081 | 3.2157 | 8.7975
61914 | jun | 6.7696 | 3.48 | 3.2896 | 9.4411
61917 | jun | 6.7223 | 3.4835 | 3.2388 | 6.973
61919 | jun | 6.7072 | 3.5143 | 3.1929 | 7.7649
61920 | jun | 6.6935 | 3.4157 | 3.2777 | 7.97
61924 | jun | 6.742 | 3.5269 | 3.2151 | 6.4727
61925 | jun | 6.7657 | 3.4793 | 3.2864 | 9.3291
61928 | jun | 6.743 | 3.4192 | 3.3239 | 9.4554
61929 | jun | 6.744 | 3.4974 | 3.2466 | 9.1024
61930 | jun | 6.7087 | 3.4781 | 3.2306 | 7.8262
61931 | jun | 6.7051 | 3.4548 | 3.2502 | 8.6935
61932 | jun | 6.7216 | 3.5358 | 3.1858 | 7.0359
61933 | jun | 6.7178 | 3.4312 | 3.2865 | 6.8101
61937 | jun | 6.7543 | 3.4876 | 3.2667 | 9.2766
61938 | jun | 6.7101 | 3.4186 | 3.2915 | 8.8332
61940 | jun | 6.7387 | 3.5275 | 3.2111 | 6.7515
61942 | jun | 6.7101 | 3.5303 | 3.1797 | 7.3831
61943 | jun | 6.7144 | 3.4664 | 3.248 | 7.3704
61944 | jun | 6.7542 | 3.4495 | 3.3047 | 6.3151
61951 | jun | 6.7477 | 3.467 | 3.2808 | 9.4252
61953 | jun | 6.7033 | 3.5118 | 3.1915 | 8.2857
61956 | jun | 6.6971 | 3.5432 | 3.1539 | 7.7253
61957 | jun | 6.7546 | 3.4032 | 3.3514 | 9.6248
62001 | jul | 6.9341 | 3.2692 | 3.6648 | 12.1594
62002 | jul | 6.9739 | 3.2571 | 3.7168 | 13.4398
62006 | jul | 6.9327 | 3.2203 | 3.7123 | 13.0896
62009 | jul | 6.906 | 3.3556 | 3.5504 | 11.4469
62010 | jul | 6.9623 | 3.2612 | 3.7011 | 13.2787
62011 | jun | 6.811 | 3.4039 | 3.4071 | 10.4205
62012 | jul | 6.9405 | 3.2693 | 3.6712 | 13.0026
62013 | jul | 6.9726 | 3.2047 | 3.7679 | 13.5622
62014 | jul | 6.9229 | 3.3119 | 3.611 | 12.2868
62015 | jul | 6.8238 | 3.4407 | 3.3831 | 10.321
62016 | jul | 6.8334 | 3.2362 | 3.5972 | 12.6942
62017 | jun | 6.8482 | 3.4343 | 3.414 | 10.601
62018 | jul | 6.9739 | 3.2547 | 3.7193 | 13.4862
62019 | jul | 6.8763 | 3.3486 | 3.5277 | 10.9011
62021 | jul | 6.9383 | 3.2863 | 3.6519 | 12.7254
62022 | jul | 6.9583 | 3.2313 | 3.727 | 13.4646
62024 | jul | 6.9903 | 3.2505 | 3.7398 | 13.6421
62025 | jul | 6.9486 | 3.2495 | 3.699 | 13.0773
62026 | jul | 6.9693 | 3.2412 | 3.7281 | 13.4729
62027 | jul | 6.8636 | 3.2567 | 3.6068 | 12.6807
62028 | jul | 6.988 | 3.2288 | 3.7591 | 13.7521
62030 | jul | 6.9086 | 3.2796 | 3.629 | 12.7111
62031 | jul | 6.9257 | 3.2218 | 3.704 | 13.1894
62032 | jun | 6.8317 | 3.4194 | 3.4123 | 10.5337
62033 | jul | 6.9028 | 3.3679 | 3.535 | 11.5449
62034 | jul | 6.9515 | 3.2336 | 3.7179 | 13.3427
62035 | jul | 6.9792 | 3.2436 | 3.7357 | 13.589
62036 | jul | 6.9962 | 3.2011 | 3.7951 | 13.7842
62037 | jul | 6.9631 | 3.2176 | 3.7455 | 13.5598
62040 | jul | 7.0368 | 3.2483 | 3.7885 | 14.0141
62044 | jul | 6.8057 | 3.3137 | 3.492 | 12.0104
62045 | jul | 6.8992 | 3.2534 | 3.6459 | 12.7388
62047 | jul | 6.9279 | 3.223 | 3.7049 | 13.1013
62048 | jul | 7.0022 | 3.2475 | 3.7547 | 13.7899
62049 | jul | 6.8443 | 3.423 | 3.4214 | 10.4408
62050 | jul | 6.7892 | 3.3549 | 3.4343 | 11.9044
62051 | jun | 6.8229 | 3.4806 | 3.3423 | 10.0797
62052 | jul | 6.9175 | 3.2377 | 3.6797 | 13.1058
62053 | jul | 6.8628 | 3.2958 | 3.5671 | 12.3858
62054 | jul | 6.8737 | 3.2305 | 3.6432 | 12.9216
62056 | jul | 6.8797 | 3.4021 | 3.4776 | 10.8466
62060 | jul | 7.0635 | 3.2605 | 3.803 | 14.0822
62061 | jul | 6.9382 | 3.2425 | 3.6957 | 12.562
62062 | jul | 6.9546 | 3.2313 | 3.7233 | 13.3689
62063 | jul | 6.8846 | 3.2851 | 3.5995 | 12.5662
62065 | jul | 6.8948 | 3.2498 | 3.645 | 12.7884
62067 | jul | 6.952 | 3.2677 | 3.6843 | 13.061
62069 | jul | 6.9054 | 3.3593 | 3.5462 | 11.2893
62070 | jul | 6.8759 | 3.2928 | 3.5831 | 12.3901
62074 | jul | 6.9223 | 3.3004 | 3.6219 | 11.6745
62075 | jun | 6.8043 | 3.4867 | 3.3176 | 9.8798
62079 | jul | 6.9136 | 3.2867 | 3.6269 | 12.6649
62080 | jun | 6.8009 | 3.3542 | 3.4468 | 10.5718
62081 | jul | 6.8435 | 3.2611 | 3.5824 | 12.576
62082 | jul | 6.726 | 3.3719 | 3.3541 | 11.4725
62083 | jun | 6.7835 | 3.5228 | 3.2607 | 9.5507
62084 | jul | 6.9862 | 3.2495 | 3.7368 | 13.6219
62086 | jul | 6.9122 | 3.3138 | 3.5984 | 11.2712
62087 | jul | 6.9904 | 3.2468 | 3.7437 | 13.6775
62088 | jul | 6.9189 | 3.32 | 3.599 | 11.815
62090 | jul | 7.0754 | 3.2637 | 3.8116 | 14.1134
62091 | jul | 6.9074 | 3.3547 | 3.5527 | 11.0287
62092 | jul | 6.8009 | 3.2828 | 3.5181 | 12.286
62094 | jun | 6.8157 | 3.4802 | 3.3355 | 10.0005
62095 | jul | 6.9876 | 3.2506 | 3.7371 | 13.6265
62097 | jul | 6.934 | 3.2823 | 3.6517 | 12.4593
62201 | jul | 7.0468 | 3.2637 | 3.7831 | 13.9864
62203 | jul | 6.9987 | 3.2613 | 3.7374 | 13.7492
62204 | jul | 7.0166 | 3.2608 | 3.7559 | 13.8704
62205 | jul | 7.0273 | 3.2678 | 3.7596 | 13.8768
62206 | jul | 7.0616 | 3.2816 | 3.78 | 13.9057
62207 | jul | 7.0342 | 3.2732 | 3.761 | 13.8576
62208 | jul | 6.9761 | 3.2417 | 3.7344 | 13.4685
62214 | jun | 6.8966 | 3.2592 | 3.6374 | 11.1885
62215 | jun | 6.8803 | 3.2929 | 3.5874 | 11.6912
62217 | jun | 6.9141 | 3.2164 | 3.6976 | 10.8856
62218 | jun | 6.8785 | 3.2786 | 3.5998 | 11.2704
62220 | jul | 6.9834 | 3.2918 | 3.6917 | 12.8808
62221 | jul | 6.9703 | 3.2627 | 3.7076 | 12.88
62223 | jul | 6.989 | 3.276 | 3.713 | 13.3966
62225 | jul | 6.9585 | 3.2517 | 3.7068 | 12.8153
62226 | jul | 6.9782 | 3.2632 | 3.715 | 13.2108
62230 | jul | 6.9169 | 3.3066 | 3.6103 | 11.7442
62231 | jun | 6.8625 | 3.2714 | 3.5912 | 11.1238
62232 | jul | 6.9777 | 3.2409 | 3.7368 | 13.5244
62233 | jun | 6.8547 | 3.208 | 3.6467 | 9.1664
62234 | jul | 6.965 | 3.2333 | 3.7317 | 13.4258
62236 | jul | 7.0289 | 3.3042 | 3.7248 | 13.219
62237 | jun | 6.9102 | 3.2232 | 3.6871 | 9.9858
62238 | jun | 6.8946 | 3.221 | 3.6736 | 9.133
62239 | jul | 7.0566 | 3.2905 | 3.7661 | 13.7164
62240 | jul | 7.0736 | 3.2935 | 3.7801 | 13.7684
62241 | jun | 6.8803 | 3.2202 | 3.6601 | 9.9002
62242 | jun | 6.8937 | 3.2323 | 3.6614 | 10.5239
62243 | jul | 6.9918 | 3.3262 | 3.6656 | 12.5185
62244 | jul | 7.0348 | 3.3583 | 3.6765 | 11.2839
62245 | jul | 6.9227 | 3.3249 | 3.5978 | 11.7985
62246 | jul | 6.8934 | 3.2878 | 3.6057 | 11.4637
62248 | jul | 7.0145 | 3.3833 | 3.6312 | 11.9791
62249 | jul | 6.9358 | 3.2528 | 3.683 | 12.1975
62253 | jun | 6.8667 | 3.2942 | 3.5725 | 11.4885
62254 | jul | 6.942 | 3.2288 | 3.7132 | 12.838
62255 | jun | 6.9069 | 3.248 | 3.6588 | 11.519
62257 | jun | 6.9075 | 3.2366 | 3.6709 | 11.2014
62258 | jul | 6.9695 | 3.3255 | 3.644 | 12.3167
62260 | jul | 6.9983 | 3.3078 | 3.6905 | 13.0266
62261 | jun | 6.8449 | 3.2511 | 3.5938 | 9.982
62262 | jun | 6.8406 | 3.3232 | 3.5174 | 11.3388
62263 | jun | 6.8761 | 3.2461 | 3.63 | 9.9992
62264 | jun | 6.9107 | 3.2706 | 3.6401 | 11.9588
62265 | jul | 6.9454 | 3.3334 | 3.6119 | 12.0095
62268 | jun | 6.8977 | 3.2411 | 3.6566 | 10.1854
62269 | jul | 6.9522 | 3.2222 | 3.73 | 13.1212
62271 | jun | 6.8848 | 3.2665 | 3.6183 | 11.1304
62272 | jun | 6.864 | 3.2127 | 3.6513 | 9.0051
62274 | jun | 6.876 | 3.2553 | 3.6207 | 8.8409
62275 | jul | 6.9204 | 3.2685 | 3.6519 | 11.7558
62277 | jul | 7.0152 | 3.4125 | 3.6027 | 10.5392
62278 | jun | 6.8985 | 3.2664 | 3.6321 | 11.3267
62280 | jun | 6.8172 | 3.2378 | 3.5794 | 8.222
62281 | jul | 6.9389 | 3.2316 | 3.7073 | 12.7025
62284 | jul | 6.8472 | 3.3262 | 3.521 | 11.5393
62285 | jul | 6.9954 | 3.3356 | 3.6598 | 12.4883
62286 | jun | 6.9107 | 3.1876 | 3.7231 | 10.1387
62288 | jun | 6.8691 | 3.1986 | 3.6705 | 9.2182
62293 | jul | 6.9329 | 3.2632 | 3.6697 | 12.3101
62294 | jul | 6.9334 | 3.2262 | 3.7072 | 12.9954
62295 | jul | 7.0403 | 3.3076 | 3.7327 | 12.1377
62297 | jun | 6.8987 | 3.1903 | 3.7083 | 9.9937
62298 | jul | 7.0223 | 3.3432 | 3.6792 | 12.1599
62301 | jun | 6.6452 | 3.3579 | 3.2873 | 10.735
62305 | jun | 6.6304 | 3.3839 | 3.2466 | 10.571
62311 | jun | 6.6473 | 3.635 | 3.0123 | 9.2315
62312 | jun | 6.55 | 3.3009 | 3.2492 | 10.4209
62313 | jun | 6.6507 | 3.5364 | 3.1143 | 10.4098
62314 | jun | 6.5423 | 3.3453 | 3.197 | 10.0499
62316 | jun | 6.6515 | 3.6006 | 3.0509 | 9.6565
62319 | jun | 6.6398 | 3.6172 | 3.0226 | 8.7207
62320 | jun | 6.5956 | 3.4939 | 3.1017 | 9.8777
62321 | jun | 6.6547 | 3.6609 | 2.9938 | 9.9316
62323 | jun | 6.6352 | 3.4067 | 3.2285 | 9.9668
62324 | jun | 6.5928 | 3.4683 | 3.1244 | 9.662
62325 | jun | 6.6077 | 3.4763 | 3.1314 | 10.1334
62326 | jun | 6.6245 | 3.7807 | 2.8438 | 8.5518
62330 | jul | 6.6372 | 3.7483 | 2.8889 | 10.191
62334 | jun | 6.6788 | 3.5253 | 3.1535 | 10.6836
62338 | jun | 6.6166 | 3.4337 | 3.1829 | 10.3633
62339 | jun | 6.6291 | 3.5611 | 3.068 | 9.6103
62340 | jun | 6.5661 | 3.3124 | 3.2537 | 10.3892
62341 | jun | 6.6734 | 3.4769 | 3.1965 | 11.0356
62343 | jun | 6.605 | 3.326 | 3.279 | 10.1948
62344 | jun | 6.647 | 3.6057 | 3.0413 | 9.0405
62345 | jun | 6.5805 | 3.2997 | 3.2808 | 10.4686
62346 | jun | 6.6399 | 3.5873 | 3.0527 | 9.422
62347 | jun | 6.5771 | 3.4046 | 3.1724 | 10.0929
62348 | jun | 6.6567 | 3.3281 | 3.3286 | 11.5715
62349 | jun | 6.6243 | 3.4917 | 3.1326 | 10.2875
62351 | jun | 6.6311 | 3.4345 | 3.1966 | 10.6248
62352 | jun | 6.6122 | 3.2398 | 3.3724 | 11.431
62353 | jun | 6.6395 | 3.5314 | 3.1081 | 9.0364
62354 | jun | 6.6682 | 3.5067 | 3.1616 | 11.1654
62355 | jul | 6.839 | 3.3654 | 3.4736 | 11.8171
62356 | jun | 6.5578 | 3.2677 | 3.2901 | 10.6947
62357 | jun | 6.5288 | 3.2881 | 3.2406 | 10.3775
62358 | jun | 6.6464 | 3.6129 | 3.0334 | 10.914
62359 | jun | 6.6186 | 3.4531 | 3.1655 | 10.3244
62360 | jun | 6.6154 | 3.362 | 3.2533 | 10.1957
62361 | jul | 6.8245 | 3.3586 | 3.4658 | 11.9036
62362 | jun | 6.5747 | 3.3637 | 3.211 | 9.9719
62363 | jun | 6.5475 | 3.2405 | 3.3069 | 10.9145
62365 | jun | 6.5884 | 3.3666 | 3.2218 | 10.1888
62366 | jul | 6.8274 | 3.4219 | 3.4055 | 11.5672
62367 | jun | 6.6426 | 3.6873 | 2.9552 | 8.8649
62370 | jun | 6.5475 | 3.223 | 3.3245 | 11.0614
62373 | jun | 6.6469 | 3.3838 | 3.2631 | 11.2328
62374 | jun | 6.6364 | 3.7703 | 2.866 | 8.8551
62375 | jun | 6.6248 | 3.5188 | 3.106 | 9.3184
62376 | jun | 6.6511 | 3.3531 | 3.298 | 11.2698
62378 | jun | 6.6311 | 3.4544 | 3.1767 | 9.5059
62379 | jun | 6.6574 | 3.388 | 3.2693 | 11.3313
62380 | jun | 6.6321 | 3.4855 | 3.1465 | 10.503
62401 | jun | 6.7554 | 3.3088 | 3.4466 | 9.3077
62410 | jun | 6.739 | 3.5236 | 3.2154 | 4.7511
62411 | jun | 6.7619 | 3.3042 | 3.4578 | 9.7087
62413 | jun | 6.7747 | 3.3583 | 3.4163 | 6.8437
62414 | jun | 6.7802 | 3.3386 | 3.4416 | 9.9192
62417 | jun | 6.7285 | 3.4342 | 3.2943 | 5.7179
62418 | jun | 6.7919 | 3.2722 | 3.5196 | 10.4163
62419 | jun | 6.7418 | 3.4012 | 3.3406 | 6.0278
62420 | jun | 6.7311 | 3.3659 | 3.3652 | 7.364
62421 | jun | 6.7491 | 3.4066 | 3.3425 | 6.2229
62422 | jun | 6.7796 | 3.3711 | 3.4085 | 9.8678
62423 | jun | 6.7719 | 3.4266 | 3.3453 | 6.5213
62424 | jun | 6.7783 | 3.2991 | 3.4791 | 8.5911
62425 | jun | 6.7994 | 3.366 | 3.4334 | 7.0802
62426 | jun | 6.7878 | 3.2518 | 3.5359 | 9.2443
62427 | jun | 6.7202 | 3.4186 | 3.3016 | 5.6621
62428 | jun | 6.7248 | 3.3543 | 3.3705 | 7.8591
62431 | jun | 6.7726 | 3.3997 | 3.3729 | 9.7808
62432 | jun | 6.7585 | 3.3444 | 3.4141 | 7.8046
62433 | jun | 6.778 | 3.3626 | 3.4154 | 6.5142
62434 | jun | 6.7991 | 3.3026 | 3.4965 | 7.8875
62436 | jun | 6.7478 | 3.3379 | 3.4099 | 8.2538
62438 | jun | 6.7662 | 3.4058 | 3.3604 | 9.6825
62439 | jun | 6.7179 | 3.4891 | 3.2288 | 5.1255
62440 | jun | 6.6929 | 3.3788 | 3.3141 | 8.3852
62441 | jun | 6.7613 | 3.4026 | 3.3587 | 6.5774
62442 | jun | 6.7498 | 3.3777 | 3.3721 | 6.8941
62443 | jun | 6.779 | 3.2703 | 3.5087 | 9.3174
62445 | jun | 6.7457 | 3.3322 | 3.4134 | 8.5352
62446 | jun | 6.7803 | 3.3092 | 3.4711 | 6.9547
62447 | jun | 6.7349 | 3.3624 | 3.3725 | 9.1376
62448 | jun | 6.7811 | 3.3399 | 3.4412 | 7.6332
62449 | jun | 6.7941 | 3.3672 | 3.4269 | 6.8395
62450 | jun | 6.7867 | 3.3727 | 3.4141 | 6.7095
62451 | jun | 6.7459 | 3.3855 | 3.3604 | 6.0011
62452 | jun | 6.7385 | 3.3827 | 3.3558 | 6.0982
62454 | jun | 6.7629 | 3.3724 | 3.3905 | 6.329
62458 | jun | 6.7831 | 3.2899 | 3.4933 | 10.0653
62460 | jun | 6.7255 | 3.5124 | 3.2132 | 4.9367
62461 | jun | 6.7617 | 3.3306 | 3.4312 | 9.6099
62462 | jun | 6.7423 | 3.3397 | 3.4026 | 9.1291
62463 | jun | 6.7637 | 3.3556 | 3.408 | 9.6624
62465 | jun | 6.7626 | 3.3917 | 3.3709 | 9.7786
62466 | jun | 6.7367 | 3.4318 | 3.3049 | 5.7837
62467 | jun | 6.7467 | 3.3205 | 3.4262 | 8.9045
62468 | jun | 6.7185 | 3.3516 | 3.3669 | 8.4282
62469 | jun | 6.708 | 3.3789 | 3.3291 | 8.687
62471 | jun | 6.8255 | 3.2533 | 3.5722 | 11.1136
62473 | jun | 6.767 | 3.2852 | 3.4818 | 9.3475
62474 | jun | 6.7083 | 3.3962 | 3.3121 | 7.2296
62475 | jun | 6.7979 | 3.371 | 3.4269 | 7.0308
62476 | jun | 6.7458 | 3.3723 | 3.3735 | 6.1612
62477 | jun | 6.7738 | 3.3782 | 3.3956 | 6.718
62478 | jun | 6.7725 | 3.3636 | 3.4089 | 6.6715
62479 | jun | 6.7709 | 3.3221 | 3.4489 | 8.2547
62480 | jun | 6.7931 | 3.3617 | 3.4314 | 7.1173
62481 | jun | 6.7685 | 3.3525 | 3.416 | 7.3606
62501 | jun | 6.7545 | 3.488 | 3.2665 | 9.3075
62510 | jun | 6.7664 | 3.5143 | 3.2522 | 9.3543
62512 | jun | 6.7991 | 3.5248 | 3.2743 | 9.0122
62513 | jun | 6.8044 | 3.4507 | 3.3537 | 9.6057
62514 | jun | 6.7886 | 3.4547 | 3.3338 | 9.4555
62515 | jun | 6.8224 | 3.3956 | 3.4268 | 10.0442
62517 | jun | 6.8399 | 3.3747 | 3.4652 | 10.5354
62518 | jun | 6.8105 | 3.5102 | 3.3003 | 9.1772
62520 | jun | 6.8237 | 3.3318 | 3.4919 | 10.5376
62521 | jun | 6.7745 | 3.4688 | 3.3056 | 9.3811
62522 | jun | 6.7976 | 3.4584 | 3.3392 | 9.5251
62523 | jun | 6.7799 | 3.4685 | 3.3113 | 9.4339
62526 | jun | 6.787 | 3.4705 | 3.3165 | 9.5008
62530 | jun | 6.8075 | 3.2772 | 3.5303 | 11.259
62531 | jun | 6.8294 | 3.3844 | 3.445 | 10.3082
62533 | jun | 6.8275 | 3.3474 | 3.4801 | 10.9083
62534 | jun | 6.7662 | 3.4533 | 3.3129 | 9.6439
62535 | jun | 6.7874 | 3.4732 | 3.3143 | 9.5192
62536 | jun | 6.8055 | 3.2385 | 3.5669 | 11.4538
62538 | jun | 6.8308 | 3.4259 | 3.4049 | 10.4518
62539 | jun | 6.8271 | 3.443 | 3.384 | 9.7042
62543 | jun | 6.8144 | 3.4757 | 3.3388 | 9.4819
62544 | jun | 6.7779 | 3.4675 | 3.3104 | 9.3635
62545 | jun | 6.828 | 3.3533 | 3.4747 | 10.4025
62546 | jun | 6.8217 | 3.4306 | 3.3911 | 10.3589
62547 | jun | 6.8273 | 3.4272 | 3.4001 | 9.8166
62548 | jun | 6.8185 | 3.4762 | 3.3422 | 9.4438
62549 | jun | 6.7657 | 3.4736 | 3.2921 | 9.3019
62550 | jun | 6.7758 | 3.4904 | 3.2854 | 9.3928
62551 | jun | 6.8184 | 3.4549 | 3.3635 | 9.6149
62553 | jun | 6.7663 | 3.4587 | 3.3076 | 9.6515
62554 | jun | 6.7645 | 3.483 | 3.2814 | 9.3854
62555 | jun | 6.7867 | 3.5171 | 3.2696 | 9.6132
62556 | jun | 6.8171 | 3.4486 | 3.3686 | 10.1875
62557 | jun | 6.769 | 3.539 | 3.23 | 9.3389
62558 | jun | 6.8248 | 3.3073 | 3.5174 | 11.0178
62560 | jun | 6.834 | 3.4216 | 3.4125 | 10.5281
62561 | jun | 6.824 | 3.2944 | 3.5295 | 10.8233
62563 | jun | 6.8317 | 3.2731 | 3.5586 | 11.0653
62565 | jun | 6.7601 | 3.4298 | 3.3303 | 9.642
62567 | jun | 6.8022 | 3.4644 | 3.3377 | 9.7084
62568 | jun | 6.809 | 3.4524 | 3.3566 | 9.9987
62571 | jun | 6.7569 | 3.4659 | 3.2911 | 9.4678
62572 | jun | 6.8313 | 3.3693 | 3.462 | 10.8251
62573 | jun | 6.8021 | 3.4774 | 3.3247 | 9.4774
62601 | jun | 6.6779 | 3.4855 | 3.1924 | 10.1401
62611 | jun | 6.6479 | 3.5637 | 3.0843 | 9.2017
62612 | jun | 6.6678 | 3.5089 | 3.1589 | 9.7912
62613 | jun | 6.7782 | 3.3028 | 3.4753 | 10.8397
62615 | jun | 6.7911 | 3.2577 | 3.5334 | 11.397
62617 | jun | 6.6893 | 3.5588 | 3.1305 | 9.2572
62618 | jun | 6.6626 | 3.5761 | 3.0865 | 8.9202
62621 | jun | 6.6483 | 3.4176 | 3.2306 | 10.2579
62624 | jun | 6.6621 | 3.6152 | 3.0468 | 8.5595
62625 | jun | 6.7808 | 3.2342 | 3.5466 | 11.304
62626 | jun | 6.8207 | 3.3124 | 3.5082 | 11.418
62627 | jun | 6.6921 | 3.5397 | 3.1524 | 9.4794
62628 | jun | 6.6337 | 3.5276 | 3.1061 | 9.5912
62629 | jun | 6.7907 | 3.2052 | 3.5855 | 11.6664
62630 | jul | 6.8592 | 3.3285 | 3.5307 | 12.1007
62631 | jun | 6.6361 | 3.5595 | 3.0766 | 9.386
62633 | jun | 6.7112 | 3.4697 | 3.2415 | 9.7994
62634 | jun | 6.8078 | 3.4447 | 3.3631 | 9.7405
62635 | jun | 6.7496 | 3.5121 | 3.2375 | 9.4006
62638 | jun | 6.6897 | 3.4548 | 3.2349 | 10.3974
62639 | jun | 6.6556 | 3.5966 | 3.059 | 8.5143
62640 | jun | 6.8138 | 3.3213 | 3.4926 | 11.1257
62642 | jun | 6.762 | 3.3838 | 3.3783 | 10.3137
62643 | jun | 6.773 | 3.5338 | 3.2392 | 9.3
62644 | jun | 6.6883 | 3.5449 | 3.1434 | 9.2993
62649 | jul | 6.8173 | 3.3598 | 3.4575 | 11.6648
62650 | jun | 6.6391 | 3.5615 | 3.0777 | 9.6635
62655 | jun | 6.7101 | 3.4949 | 3.2152 | 9.7333
62656 | jun | 6.7986 | 3.5318 | 3.2668 | 9.1259
62661 | jun | 6.7667 | 3.286 | 3.4807 | 11.286
62664 | jun | 6.7362 | 3.4433 | 3.2928 | 9.9541
62665 | jun | 6.6581 | 3.4513 | 3.2068 | 9.8749
62666 | jun | 6.7923 | 3.4337 | 3.3586 | 9.9268
62667 | jun | 6.7557 | 3.3605 | 3.3952 | 11.0193
62668 | jun | 6.6617 | 3.4461 | 3.2156 | 10.5847
62670 | jun | 6.7488 | 3.2989 | 3.4499 | 11.1696
62671 | jun | 6.7704 | 3.4684 | 3.302 | 9.7547
62672 | jun | 6.8262 | 3.3467 | 3.4794 | 10.9881
62673 | jun | 6.7195 | 3.4664 | 3.253 | 9.9601
62674 | jun | 6.7727 | 3.3352 | 3.4374 | 11.2634
62675 | jun | 6.7322 | 3.3899 | 3.3423 | 10.3797
62677 | jun | 6.7371 | 3.3197 | 3.4174 | 10.9249
62681 | jun | 6.6404 | 3.627 | 3.0134 | 8.3191
62682 | jun | 6.73 | 3.476 | 3.254 | 9.7299
62683 | jun | 6.7079 | 3.3932 | 3.3146 | 10.9529
62684 | jun | 6.8129 | 3.2701 | 3.5428 | 11.0327
62685 | jul | 6.9036 | 3.3331 | 3.5705 | 12.1291
62688 | jun | 6.7252 | 3.3663 | 3.359 | 10.5696
62690 | jun | 6.7999 | 3.3038 | 3.4961 | 11.1928
62691 | jun | 6.6502 | 3.5743 | 3.0759 | 9.2358
62692 | jun | 6.7514 | 3.3567 | 3.3948 | 10.9577
62693 | jun | 6.8129 | 3.354 | 3.459 | 10.3923
62694 | jun | 6.6427 | 3.3698 | 3.2728 | 10.8687
62701 | jun | 6.81 | 3.1924 | 3.6176 | 11.6174
62702 | jun | 6.8093 | 3.2053 | 3.604 | 11.5176
62703 | jun | 6.819 | 3.1867 | 3.6323 | 11.6658
62704 | jun | 6.8002 | 3.1708 | 3.6294 | 11.7862
62707 | jun | 6.8031 | 3.222 | 3.5811 | 11.3909
62711 | jun | 6.7894 | 3.1733 | 3.6162 | 11.8034
62712 | jun | 6.8275 | 3.2138 | 3.6137 | 11.486
62801 | jun | 6.8288 | 3.2043 | 3.6245 | 9.7649
62803 | jun | 6.8533 | 3.2362 | 3.6171 | 10.1308
62806 | jun | 6.7651 | 3.3593 | 3.4058 | 6.2237
62807 | jun | 6.7866 | 3.2042 | 3.5824 | 9.8547
62808 | jun | 6.8422 | 3.2192 | 3.623 | 8.9376
62809 | jun | 6.7782 | 3.2485 | 3.5297 | 7.3442
62810 | jun | 6.8327 | 3.179 | 3.6537 | 7.5827
62812 | jun | 6.8557 | 3.2804 | 3.5753 | 7.5094
62814 | jun | 6.8135 | 3.1313 | 3.6822 | 7.9841
62815 | jun | 6.7523 | 3.3916 | 3.3607 | 5.9518
62816 | jun | 6.856 | 3.1859 | 3.6701 | 7.8256
62817 | jun | 6.8268 | 3.3868 | 3.44 | 6.8797
62818 | jun | 6.7618 | 3.3964 | 3.3655 | 5.8781
62819 | jun | 6.86 | 3.3036 | 3.5564 | 7.5082
62820 | jun | 6.7829 | 3.3205 | 3.4624 | 6.6739
62821 | jun | 6.811 | 3.3822 | 3.4288 | 6.201
62822 | jun | 6.8634 | 3.3057 | 3.5577 | 7.5686
62823 | jun | 6.8068 | 3.2543 | 3.5525 | 7.5569
62824 | jun | 6.8092 | 3.2717 | 3.5374 | 7.792
62827 | jun | 6.7944 | 3.3802 | 3.4142 | 6.0106
62828 | jun | 6.8133 | 3.2072 | 3.6061 | 7.5613
62829 | jun | 6.8138 | 3.332 | 3.4817 | 7.1302
62830 | jun | 6.7978 | 3.1437 | 3.6541 | 8.5498
62831 | jun | 6.8518 | 3.2365 | 3.6153 | 8.6927
62832 | jun | 6.8647 | 3.2932 | 3.5715 | 8.1204
62833 | jun | 6.764 | 3.3408 | 3.4232 | 6.415
62835 | jun | 6.7951 | 3.323 | 3.4722 | 6.8375
62836 | jun | 6.8239 | 3.2312 | 3.5927 | 7.505
62837 | jun | 6.7862 | 3.2592 | 3.527 | 7.2822
62838 | jun | 6.7787 | 3.2358 | 3.5429 | 9.3442
62839 | jun | 6.8019 | 3.23 | 3.572 | 8.2847
62842 | jun | 6.814 | 3.2307 | 3.5833 | 7.6338
62843 | jun | 6.7665 | 3.3141 | 3.4525 | 6.7094
62844 | jun | 6.778 | 3.3783 | 3.3997 | 6.01
62846 | jun | 6.8598 | 3.1984 | 3.6614 | 7.7084
62849 | jun | 6.7974 | 3.1644 | 3.633 | 8.6985
62850 | jun | 6.8074 | 3.186 | 3.6214 | 8.1547
62851 | jun | 6.8242 | 3.1578 | 3.6664 | 7.9296
62853 | jun | 6.7945 | 3.1453 | 3.6492 | 8.7246
62854 | jun | 6.7794 | 3.2095 | 3.5699 | 9.4167
62855 | jun | 6.7437 | 3.4329 | 3.3108 | 5.5895
62858 | jun | 6.7972 | 3.2582 | 3.5391 | 8.6413
62859 | jun | 6.7949 | 3.2631 | 3.5318 | 7.2685
62860 | jun | 6.8091 | 3.2902 | 3.5189 | 7.2638
62862 | jun | 6.7786 | 3.2916 | 3.487 | 6.9819
62863 | jun | 6.7567 | 3.4529 | 3.3038 | 5.3485
62864 | jun | 6.8206 | 3.1376 | 3.6829 | 8.0307
62865 | jun | 6.8645 | 3.3092 | 3.5553 | 7.622
62866 | jun | 6.8496 | 3.2254 | 3.6242 | 7.9273
62867 | jun | 6.8349 | 3.4456 | 3.3893 | 5.7107
62868 | jun | 6.8066 | 3.3171 | 3.4896 | 7.3503
62869 | jun | 6.8223 | 3.4175 | 3.4048 | 6.363
62870 | jun | 6.8158 | 3.194 | 3.6218 | 9.934
62871 | jun | 6.8387 | 3.4776 | 3.3611 | 6.038
62872 | jun | 6.8389 | 3.1412 | 3.6977 | 7.7511
62875 | jun | 6.8167 | 3.2177 | 3.599 | 10.6222
62877 | jun | 6.84 | 3.2145 | 3.6254 | 9.3608
62878 | jun | 6.8102 | 3.2234 | 3.5869 | 7.9877
62880 | jun | 6.776 | 3.2332 | 3.5428 | 9.8656
62881 | jun | 6.7982 | 3.1793 | 3.6189 | 9.3995
62882 | jun | 6.8265 | 3.209 | 3.6174 | 10.2329
62883 | jun | 6.8352 | 3.2391 | 3.5961 | 8.127
62884 | jun | 6.8508 | 3.2619 | 3.589 | 7.8333
62885 | jun | 6.8223 | 3.2335 | 3.5888 | 11.0809
62886 | jun | 6.8196 | 3.1939 | 3.6257 | 7.8529
62887 | jun | 6.7803 | 3.2618 | 3.5185 | 7.2662
62888 | jun | 6.8549 | 3.2655 | 3.5894 | 8.3881
62889 | jun | 6.7915 | 3.1273 | 3.6642 | 8.2573
62890 | jun | 6.8372 | 3.3786 | 3.4586 | 6.9036
62892 | jun | 6.8167 | 3.2251 | 3.5916 | 10.8311
62893 | jun | 6.8144 | 3.1682 | 3.6462 | 8.9733
62894 | jun | 6.829 | 3.195 | 3.634 | 8.2203
62895 | jun | 6.8234 | 3.1913 | 3.6321 | 7.7568
62896 | jun | 6.8408 | 3.3477 | 3.4932 | 7.1301
62897 | jun | 6.8772 | 3.2265 | 3.6507 | 7.6912
62898 | jun | 6.8219 | 3.1789 | 3.643 | 8.7159
62899 | jun | 6.7935 | 3.2076 | 3.5859 | 8.6877
62901 | jul | 6.8738 | 3.4169 | 3.457 | 6.6904
62902 | jul | 6.8706 | 3.4263 | 3.4443 | 6.0734
62903 | jul | 6.8803 | 3.3806 | 3.4997 | 6.3174
62905 | jul | 6.9074 | 3.3245 | 3.5828 | 6.077
62906 | jul | 6.8857 | 3.3201 | 3.5656 | 5.4243
62907 | jun | 6.8327 | 3.2697 | 3.563 | 8.0276
62908 | jul | 6.961 | 3.5053 | 3.4557 | 5.6547
62910 | jun | 6.9264 | 3.4991 | 3.4274 | 4.6605
62912 | jul | 6.9016 | 3.4253 | 3.4763 | 5.4636
62914 | jul | 7.0552 | 3.374 | 3.6812 | 6.7388
62916 | jun | 6.8219 | 3.2377 | 3.5841 | 8.4486
62917 | jul | 6.9136 | 3.5778 | 3.3358 | 5.8849
62918 | jun | 6.8359 | 3.3748 | 3.4611 | 6.782
62919 | jun | 6.8458 | 3.5837 | 3.2621 | 4.5427
62920 | jul | 6.8673 | 3.344 | 3.5233 | 5.5641
62922 | jul | 6.8956 | 3.5332 | 3.3625 | 5.6662
62923 | jul | 6.9493 | 3.4162 | 3.5331 | 5.7469
62924 | jun | 6.8384 | 3.3451 | 3.4932 | 7.231
62926 | jul | 6.928 | 3.3477 | 3.5803 | 5.6339
62928 | jul | 6.9202 | 3.625 | 3.2952 | 4.9783
62930 | jul | 6.8891 | 3.513 | 3.3761 | 6.3701
62931 | jun | 6.8571 | 3.5932 | 3.2638 | 4.5059
62932 | jun | 6.8688 | 3.3222 | 3.5466 | 7.758
62933 | jun | 6.8365 | 3.389 | 3.4474 | 6.6717
62934 | jul | 6.8796 | 3.6055 | 3.2741 | 5.4043
62935 | jun | 6.8596 | 3.4522 | 3.4074 | 6.7976
62938 | jun | 6.9036 | 3.5583 | 3.3453 | 4.785
62939 | jul | 6.881 | 3.4666 | 3.4144 | 5.4417
62940 | jul | 6.9761 | 3.4232 | 3.5529 | 7.2999
62941 | jul | 6.9862 | 3.4546 | 3.5317 | 5.9736
62942 | jul | 6.9613 | 3.3773 | 3.584 | 6.9138
62943 | jun | 6.936 | 3.5239 | 3.4122 | 5.3969
62946 | jul | 6.9176 | 3.5817 | 3.3359 | 6.0115
62947 | jul | 6.9045 | 3.6561 | 3.2484 | 4.7352
62948 | jun | 6.8454 | 3.3713 | 3.4741 | 6.8908
62950 | jun | 6.8138 | 3.2677 | 3.5462 | 7.6633
62951 | jun | 6.8424 | 3.3837 | 3.4587 | 6.8183
62952 | jul | 6.9356 | 3.2563 | 3.6793 | 5.9362
62953 | jun | 6.9501 | 3.5018 | 3.4483 | 5.5286
62954 | jun | 6.8593 | 3.5718 | 3.2875 | 5.2687
62955 | jun | 6.8692 | 3.6264 | 3.2428 | 4.5592
62956 | jul | 6.975 | 3.4751 | 3.4998 | 5.8434
62957 | jul | 6.9751 | 3.2402 | 3.7349 | 6.4259
62958 | jul | 6.8674 | 3.4 | 3.4674 | 5.6691
62959 | jun | 6.8449 | 3.4435 | 3.4014 | 6.2112
62960 | jun | 6.9506 | 3.4903 | 3.4602 | 5.295
62961 | jul | 6.9253 | 3.2673 | 3.6581 | 5.7042
62962 | jul | 7.0378 | 3.3162 | 3.7216 | 6.7992
62963 | jul | 7.0489 | 3.4096 | 3.6394 | 6.5849
62964 | jul | 7.0353 | 3.3699 | 3.6655 | 6.5543
62966 | jul | 6.9373 | 3.4288 | 3.5085 | 7.2299
62967 | jul | 6.9109 | 3.5627 | 3.3482 | 5.3995
62970 | jul | 6.9924 | 3.3984 | 3.5941 | 6.1468
62972 | jul | 6.9019 | 3.536 | 3.3659 | 5.3906
62974 | jun | 6.848 | 3.4423 | 3.4057 | 6.4856
62975 | jul | 6.9302 | 3.3608 | 3.5694 | 6.552
62976 | jul | 6.9944 | 3.3354 | 3.659 | 6.2322
62977 | jun | 6.8675 | 3.4803 | 3.3872 | 6.7696
62979 | jun | 6.8541 | 3.519 | 3.3351 | 5.7879
62982 | jun | 6.8769 | 3.6053 | 3.2716 | 4.5328
62983 | jun | 6.8696 | 3.3351 | 3.5345 | 7.3966
62984 | jun | 6.8567 | 3.5218 | 3.3349 | 5.2449
62985 | jul | 6.9348 | 3.5661 | 3.3686 | 5.3313
62987 | jul | 6.9115 | 3.5753 | 3.3362 | 5.6429
62988 | jul | 6.9758 | 3.2849 | 3.6908 | 6.208
62990 | jul | 6.9965 | 3.2657 | 3.7308 | 6.5912
62992 | jul | 6.9683 | 3.3537 | 3.6146 | 5.9928
62994 | jun | 6.8689 | 3.3008 | 3.5682 | 8.0102
62995 | jul | 6.9262 | 3.4923 | 3.4339 | 5.4856
62996 | jul | 7.0174 | 3.3843 | 3.6331 | 6.3545
62997 | jun | 6.8633 | 3.2459 | 3.6173 | 8.6239
62998 | jul | 6.9548 | 3.3109 | 3.6439 | 6.4837
62999 | jun | 6.8666 | 3.3381 | 3.5286 | 7.3107
63005 | jul | 7.029 | 3.2045 | 3.8245 | 13.4616
63010 | jul | 7.0581 | 3.2722 | 3.7859 | 13.12
63011 | jul | 7.069 | 3.2252 | 3.8438 | 13.6199
63012 | jul | 7.0422 | 3.2696 | 3.7726 | 12.4928
63013 | jul | 6.9818 | 3.1828 | 3.799 | 12.5595
63014 | jul | 6.9548 | 3.2039 | 3.7509 | 12.6125
63015 | jul | 7.0157 | 3.2059 | 3.8097 | 12.7899
63016 | jul | 7.0168 | 3.2267 | 3.7901 | 12.6065
63017 | jul | 7.0775 | 3.2237 | 3.8538 | 13.8044
63019 | jul | 7.0414 | 3.2961 | 3.7453 | 11.7813
63020 | jul | 6.9952 | 3.2612 | 3.7341 | 11.0456
63021 | jul | 7.0701 | 3.2301 | 3.8399 | 13.5354
63023 | jul | 6.9906 | 3.2223 | 3.7682 | 12.2047
63025 | jul | 7.0371 | 3.2222 | 3.8148 | 13.1383
63026 | jul | 7.0891 | 3.2539 | 3.8352 | 13.4185
63028 | jul | 7.0193 | 3.3013 | 3.7179 | 11.0746
63030 | jul | 6.9671 | 3.2259 | 3.7412 | 11.6236
63031 | jul | 7.1027 | 3.2373 | 3.8654 | 14.2798
63033 | jul | 7.1032 | 3.2486 | 3.8545 | 14.2514
63034 | jul | 7.0629 | 3.2415 | 3.8214 | 14.1149
63036 | jul | 6.975 | 3.3223 | 3.6527 | 9.53
63037 | jul | 6.9708 | 3.1805 | 3.7903 | 12.5289
63038 | jul | 7.0296 | 3.2063 | 3.8233 | 13.3247
63039 | jul | 7.0063 | 3.1903 | 3.816 | 12.9779
63040 | jul | 7.0372 | 3.213 | 3.8242 | 13.3726
63041 | jul | 6.9886 | 3.2139 | 3.7748 | 12.2316
63042 | jul | 7.131 | 3.2348 | 3.8962 | 14.3798
63043 | jul | 7.1402 | 3.2307 | 3.9095 | 14.2996
63044 | jul | 7.1419 | 3.2308 | 3.9111 | 14.3924
63045 | jul | 7.1175 | 3.2243 | 3.8933 | 14.2764
63048 | jul | 7.0456 | 3.2888 | 3.7568 | 12.0193
63049 | jul | 7.0558 | 3.2412 | 3.8146 | 13.1883
63050 | jul | 7.006 | 3.2467 | 3.7593 | 12.0605
63051 | jul | 7.0339 | 3.239 | 3.7949 | 12.8163
63052 | jul | 7.0472 | 3.2678 | 3.7795 | 12.8294
63055 | jul | 7.0036 | 3.1879 | 3.8157 | 13.036
63056 | jul | 6.9763 | 3.1834 | 3.793 | 12.523
63060 | jul | 6.999 | 3.207 | 3.792 | 12.3438
63061 | jul | 6.9936 | 3.2112 | 3.7825 | 12.3114
63068 | jul | 6.9673 | 3.1862 | 3.7811 | 12.7292
63069 | jul | 7.0208 | 3.2022 | 3.8186 | 13.0436
63070 | jul | 7.0424 | 3.2783 | 3.7642 | 12.2032
63071 | jul | 6.9701 | 3.2175 | 3.7527 | 11.7315
63072 | jul | 7.0075 | 3.2018 | 3.8057 | 12.6946
63074 | jul | 7.1642 | 3.2412 | 3.923 | 14.4214
63077 | jul | 6.9998 | 3.194 | 3.8058 | 12.5267
63080 | jul | 6.9891 | 3.1981 | 3.791 | 12.1923
63084 | jul | 6.9941 | 3.1857 | 3.8084 | 12.7159
63087 | jul | 6.9803 | 3.2944 | 3.6859 | 9.9391
63088 | jul | 7.0887 | 3.2409 | 3.8478 | 13.5588
63089 | jul | 7.0032 | 3.1889 | 3.8143 | 12.898
63090 | jul | 6.9787 | 3.18 | 3.7987 | 12.8525
63091 | jul | 6.9743 | 3.1789 | 3.7954 | 12.4399
63101 | jul | 7.0899 | 3.2729 | 3.8169 | 14.1292
63102 | jul | 7.0894 | 3.2724 | 3.8171 | 14.1287
63103 | jul | 7.1118 | 3.2774 | 3.8344 | 14.1991
63104 | jul | 7.1108 | 3.2803 | 3.8305 | 14.1815
63105 | jul | 7.1497 | 3.2646 | 3.8851 | 14.239
63106 | jul | 7.106 | 3.2736 | 3.8325 | 14.1921
63107 | jul | 7.11 | 3.2705 | 3.8395 | 14.2222
63108 | jul | 7.136 | 3.2767 | 3.8593 | 14.2833
63109 | jul | 7.1422 | 3.2808 | 3.8615 | 14.1639
63110 | jul | 7.1392 | 3.2783 | 3.8609 | 14.2622
63111 | jul | 7.1204 | 3.2903 | 3.83 | 14.0958
63112 | jul | 7.1426 | 3.2696 | 3.873 | 14.2878
63113 | jul | 7.1331 | 3.2743 | 3.8588 | 14.2861
63114 | jul | 7.1575 | 3.2495 | 3.908 | 14.3506
63115 | jul | 7.129 | 3.2698 | 3.8591 | 14.2982
63116 | jul | 7.135 | 3.2865 | 3.8485 | 14.1922
63117 | jul | 7.1501 | 3.2665 | 3.8835 | 14.2077
63118 | jul | 7.1193 | 3.2854 | 3.8339 | 14.1964
63119 | jul | 7.1504 | 3.269 | 3.8814 | 14.0872
63120 | jul | 7.1383 | 3.2676 | 3.8707 | 14.3242
63121 | jul | 7.146 | 3.2582 | 3.8878 | 14.3497
63122 | jul | 7.1455 | 3.2566 | 3.8888 | 13.9232
63123 | jul | 7.1266 | 3.2773 | 3.8494 | 13.9279
63124 | jul | 7.158 | 3.2562 | 3.9018 | 14.1876
63125 | jul | 7.1014 | 3.2859 | 3.8154 | 13.8011
63126 | jul | 7.1345 | 3.2675 | 3.867 | 13.851
63127 | jul | 7.1264 | 3.2614 | 3.865 | 13.7019
63128 | jul | 7.0978 | 3.2705 | 3.8273 | 13.5078
63129 | jul | 7.065 | 3.2845 | 3.7804 | 13.3861
63130 | jul | 7.1497 | 3.2618 | 3.8879 | 14.2773
63131 | jul | 7.1422 | 3.2472 | 3.895 | 14.0035
63132 | jul | 7.1594 | 3.2509 | 3.9086 | 14.2862
63133 | jul | 7.1463 | 3.2626 | 3.8836 | 14.3082
63134 | jul | 7.1517 | 3.2468 | 3.9049 | 14.4099
63135 | jul | 7.1411 | 3.2518 | 3.8894 | 14.3824
63136 | jul | 7.1314 | 3.2581 | 3.8733 | 14.34
63137 | jul | 7.1102 | 3.2557 | 3.8545 | 14.2839
63138 | jul | 7.063 | 3.2501 | 3.8129 | 14.0856
63139 | jul | 7.144 | 3.2766 | 3.8675 | 14.2185
63140 | jul | 7.1511 | 3.2496 | 3.9016 | 14.4063
63141 | jul | 7.1322 | 3.2387 | 3.8936 | 14.0655
63143 | jul | 7.1482 | 3.2711 | 3.8771 | 14.1844
63144 | jul | 7.1523 | 3.265 | 3.8873 | 14.1705
63145 | jul | 7.157 | 3.2423 | 3.9147 | 14.4449
63146 | jul | 7.1257 | 3.2309 | 3.8948 | 14.1573
63147 | jul | 7.1129 | 3.2648 | 3.8481 | 14.2579
63301 | jul | 7.0457 | 3.2166 | 3.8291 | 14.0507
63303 | jul | 7.0669 | 3.2138 | 3.8531 | 13.97
63304 | jul | 7.0235 | 3.1996 | 3.824 | 13.5925
63330 | jul | 6.8827 | 3.2804 | 3.6023 | 12.4203
63332 | jul | 6.9837 | 3.1795 | 3.8042 | 12.9937
63333 | jul | 6.9087 | 3.2917 | 3.617 | 11.8096
63334 | jul | 6.8316 | 3.3109 | 3.5208 | 11.4289
63336 | jul | 6.8565 | 3.3229 | 3.5335 | 11.951
63339 | jul | 6.8103 | 3.4697 | 3.3406 | 10.8602
63341 | jul | 6.9934 | 3.1856 | 3.8078 | 13.1931
63343 | jul | 6.8982 | 3.2433 | 3.6549 | 12.542
63344 | jul | 6.8622 | 3.2571 | 3.6051 | 11.9805
63345 | jul | 6.8287 | 3.5987 | 3.2301 | 10.491
63347 | jul | 6.9283 | 3.2152 | 3.7132 | 12.906
63348 | jul | 6.9494 | 3.1787 | 3.7706 | 12.906
63349 | jul | 6.9168 | 3.2233 | 3.6935 | 12.36
63350 | jul | 6.9318 | 3.2803 | 3.6515 | 11.9331
63351 | jul | 6.9336 | 3.2545 | 3.6792 | 12.1721
63352 | jul | 6.8407 | 3.6343 | 3.2063 | 10.4274
63353 | jul | 6.8223 | 3.3933 | 3.429 | 11.4575
63357 | jul | 6.9531 | 3.1817 | 3.7715 | 12.8115
63359 | jul | 6.8709 | 3.3569 | 3.514 | 11.3689
63361 | jul | 6.9237 | 3.3662 | 3.5575 | 11.5106
63362 | jul | 6.9551 | 3.1887 | 3.7665 | 13.0338
63363 | jul | 6.9545 | 3.3024 | 3.6521 | 11.9242
63366 | jul | 6.9907 | 3.1915 | 3.7992 | 13.4306
63367 | jul | 6.9802 | 3.1837 | 3.7966 | 13.2328
63368 | jul | 6.9984 | 3.1881 | 3.8103 | 13.4037
63369 | jul | 6.9719 | 3.194 | 3.7779 | 13.2478
63370 | jul | 6.8998 | 3.2714 | 3.6284 | 11.9043
63373 | jul | 7.0112 | 3.2198 | 3.7914 | 13.983
63376 | jul | 7.0189 | 3.2001 | 3.8188 | 13.7207
63377 | jul | 6.8958 | 3.2398 | 3.656 | 12.1771
63379 | jul | 6.9233 | 3.2044 | 3.7189 | 12.6185
63381 | jul | 6.9122 | 3.2463 | 3.6659 | 12.1421
63382 | jul | 6.8196 | 3.5515 | 3.2681 | 10.6617
63383 | jul | 6.9286 | 3.2144 | 3.7142 | 12.4737
63384 | jul | 6.8635 | 3.4511 | 3.4124 | 11.0338
63385 | jul | 6.9653 | 3.1812 | 3.7841 | 13.0829
63386 | jul | 7.0259 | 3.2439 | 3.782 | 13.9273
63388 | jul | 6.9111 | 3.3758 | 3.5353 | 11.4723
63389 | jul | 6.9491 | 3.2036 | 3.7455 | 13.0561
63390 | jul | 6.9309 | 3.1818 | 3.7491 | 12.7266
63401 | jun | 6.6162 | 3.3466 | 3.2696 | 10.1874
63430 | jun | 6.6611 | 3.3104 | 3.3506 | 11.9412
63431 | jul | 6.8868 | 3.6773 | 3.2094 | 11.9918
63432 | jun | 6.6416 | 3.3959 | 3.2457 | 12.534
63433 | jun | 6.5577 | 3.252 | 3.3057 | 10.9486
63434 | jun | 6.607 | 3.3877 | 3.2193 | 13.0435
63435 | jun | 6.6549 | 3.2798 | 3.375 | 12.1941
63436 | jul | 6.8163 | 3.7588 | 3.0574 | 10.3874
63437 | jul | 6.8897 | 3.7113 | 3.1785 | 12.0807
63438 | jun | 6.6512 | 3.2787 | 3.3725 | 12.1132
63439 | jun | 6.5852 | 3.4055 | 3.1797 | 12.3052
63440 | jun | 6.6469 | 3.2719 | 3.375 | 12.4596
63441 | jun | 6.5493 | 3.3054 | 3.2439 | 10.7011
63443 | jun | 6.5491 | 3.5024 | 3.0467 | 11.7538
63445 | jun | 6.6455 | 3.3272 | 3.3183 | 12.239
63446 | jun | 6.6374 | 3.3606 | 3.2768 | 13.2661
63447 | jun | 6.6471 | 3.2924 | 3.3546 | 13.1346
63448 | jun | 6.6572 | 3.2962 | 3.361 | 11.6953
63450 | jul | 6.9016 | 3.7563 | 3.1453 | 12.0248
63451 | jul | 6.877 | 3.6834 | 3.1936 | 12.7391
63452 | jun | 6.6469 | 3.2635 | 3.3834 | 12.9108
63453 | jun | 6.6491 | 3.3613 | 3.2879 | 12.3201
63454 | jun | 6.6511 | 3.301 | 3.3501 | 11.6983
63456 | jun | 6.5579 | 3.4706 | 3.0873 | 11.038
63457 | jun | 6.65 | 3.2596 | 3.3904 | 12.4208
63458 | jun | 6.6141 | 3.3861 | 3.2281 | 13.2009
63459 | jun | 6.5728 | 3.3574 | 3.2154 | 10.2623
63460 | jul | 6.8659 | 3.6325 | 3.2334 | 13.0065
63461 | jun | 6.6341 | 3.3466 | 3.2875 | 10.8653
63462 | jul | 6.8317 | 3.7384 | 3.0932 | 10.4314
63463 | jun | 6.6123 | 3.3384 | 3.2739 | 12.1266
63464 | jul | 6.8839 | 3.7376 | 3.1463 | 13.0882
63466 | jun | 6.6538 | 3.2932 | 3.3605 | 12.2684
63468 | jul | 6.8939 | 3.807 | 3.0869 | 11.9647
63469 | jul | 6.8903 | 3.7911 | 3.0992 | 12.5815
63471 | jun | 6.6554 | 3.3201 | 3.3353 | 11.1235
63472 | jun | 6.6592 | 3.3408 | 3.3184 | 11.9248
63473 | jun | 6.6478 | 3.2935 | 3.3543 | 12.9343
63474 | jun | 6.6493 | 3.3277 | 3.3216 | 12.751
63501 | jul | 6.8535 | 3.56 | 3.2936 | 12.9135
63530 | jul | 6.8642 | 3.548 | 3.3161 | 12.5128
63531 | jul | 6.8413 | 3.6985 | 3.1428 | 13.1216
63532 | jul | 6.8929 | 3.5957 | 3.2972 | 11.9781
63533 | jul | 6.8168 | 3.566 | 3.2508 | 13.0315
63534 | jul | 6.939 | 3.6121 | 3.3269 | 11.9374
63535 | jul | 6.7634 | 3.8858 | 2.8776 | 12.3723
63536 | jul | 6.7992 | 3.7861 | 3.0131 | 12.7373
63537 | jun | 6.6262 | 3.4251 | 3.2011 | 13.209
63538 | jul | 6.8899 | 3.5319 | 3.358 | 12.5393
63539 | jul | 6.9355 | 3.5915 | 3.344 | 12.4076
63540 | jul | 6.8336 | 3.4887 | 3.3449 | 12.9943
63541 | jul | 6.7747 | 3.8347 | 2.94 | 12.5165
63543 | jun | 6.6401 | 3.3764 | 3.2637 | 12.8932
63544 | jul | 6.8556 | 3.8939 | 2.9616 | 12.4443
63545 | jul | 6.8654 | 3.8942 | 2.9712 | 12.4242
63546 | jul | 6.8052 | 3.6777 | 3.1275 | 12.8948
63547 | jul | 6.853 | 3.6585 | 3.1944 | 13.1334
63548 | jul | 6.7711 | 3.8294 | 2.9418 | 12.5392
63549 | jul | 6.8481 | 3.4948 | 3.3533 | 12.7581
63551 | jul | 6.7981 | 3.9174 | 2.8807 | 12.3903
63552 | jul | 6.886 | 3.6275 | 3.2585 | 11.9842
63555 | jun | 6.6313 | 3.501 | 3.1303 | 12.7986
63556 | jul | 6.8902 | 3.9113 | 2.9789 | 12.4625
63557 | jul | 6.9293 | 3.6671 | 3.2622 | 12.4336
63558 | jul | 6.9829 | 3.627 | 3.356 | 12.0111
63559 | jul | 6.8646 | 3.7528 | 3.1118 | 12.7706
63560 | jun | 6.4946 | 3.6123 | 2.8824 | 12.2804
63561 | jul | 6.7927 | 3.7549 | 3.0378 | 12.7385
63563 | jun | 6.6294 | 3.4291 | 3.2003 | 13.0267
63565 | jun | 6.5127 | 3.6877 | 2.825 | 12.1554
63566 | jul | 6.909 | 3.7197 | 3.1893 | 12.4961
63567 | jul | 6.8391 | 3.884 | 2.9551 | 12.5502
63601 | jul | 6.921 | 3.2834 | 3.6376 | 9.3385
63620 | jun | 6.6016 | 3.0432 | 3.5584 | 9.1971
63621 | jul | 6.8637 | 3.3481 | 3.5157 | 9.4773
63622 | jul | 6.9078 | 3.2552 | 3.6526 | 10.5059
63623 | jul | 6.8728 | 3.2764 | 3.5964 | 10.1809
63624 | jul | 6.8886 | 3.2769 | 3.6117 | 9.5851
63625 | jul | 6.8662 | 3.301 | 3.5652 | 9.9883
63626 | jul | 6.9668 | 3.2357 | 3.7311 | 11.1751
63627 | jul | 7.0078 | 3.3613 | 3.6465 | 10.0355
63628 | jul | 6.9645 | 3.2872 | 3.6774 | 9.5986
63629 | jul | 6.8376 | 3.3052 | 3.5324 | 9.8655
63630 | jul | 6.9607 | 3.2382 | 3.7225 | 10.9084
63631 | jul | 6.8924 | 3.2597 | 3.6327 | 10.2332
63633 | jul | 6.8627 | 3.3201 | 3.5426 | 9.7493
63636 | jun | 6.669 | 3.0413 | 3.6277 | 8.821
63637 | jul | 6.8866 | 3.3143 | 3.5723 | 8.8835
63638 | jul | 6.9169 | 3.3521 | 3.5647 | 9.1733
63640 | jul | 6.9174 | 3.3759 | 3.5415 | 8.1789
63645 | jun | 6.6708 | 3.1944 | 3.4764 | 8.0734
63648 | jul | 6.9153 | 3.2578 | 3.6575 | 10.1673
63650 | jul | 6.8417 | 3.3092 | 3.5325 | 9.6173
63653 | jul | 6.944 | 3.2671 | 3.6769 | 9.7843
63654 | jul | 6.8791 | 3.3357 | 3.5434 | 9.7516
63655 | jun | 6.7159 | 3.2174 | 3.4985 | 7.3912
63656 | jul | 6.861 | 3.279 | 3.582 | 9.8566
63660 | jul | 6.9567 | 3.2485 | 3.7081 | 10.3893
63662 | jun | 6.7332 | 3.2606 | 3.4727 | 7.1544
63664 | jul | 6.9428 | 3.2423 | 3.7005 | 10.9952
63665 | jul | 6.9236 | 3.3538 | 3.5698 | 9.3958
63670 | jul | 6.9696 | 3.4319 | 3.5377 | 8.8478
63673 | jun | 6.8023 | 3.264 | 3.5384 | 8.6777
63675 | jun | 6.6161 | 3.0303 | 3.5858 | 9.1336
63701 | jul | 6.9998 | 3.2842 | 3.7156 | 6.7319
63703 | jul | 7.0028 | 3.2329 | 3.7699 | 6.7892
63730 | jun | 6.8914 | 3.2474 | 3.644 | 7.2689
63732 | jul | 6.9728 | 3.3899 | 3.583 | 7.042
63735 | jul | 7.1075 | 3.3345 | 3.7729 | 7.3385
63736 | jul | 7.0649 | 3.2711 | 3.7938 | 6.9567
63739 | jun | 6.8177 | 3.2322 | 3.5854 | 6.9459
63740 | jul | 7.0561 | 3.307 | 3.7491 | 7.0384
63743 | jun | 6.7868 | 3.2525 | 3.5342 | 7.1036
63744 | jun | 6.8834 | 3.2337 | 3.6497 | 7.0989
63747 | jun | 6.7879 | 3.2553 | 3.5326 | 7.1918
63748 | jun | 6.8128 | 3.2631 | 3.5496 | 7.4999
63750 | jun | 6.7966 | 3.1826 | 3.614 | 7.4655
63751 | jun | 6.7633 | 3.2083 | 3.555 | 7.2503
63755 | jul | 6.9827 | 3.3642 | 3.6185 | 6.8186
63760 | jun | 6.8053 | 3.2342 | 3.5712 | 6.8958
63763 | jun | 6.8367 | 3.1872 | 3.6495 | 7.6109
63764 | jun | 6.7866 | 3.2383 | 3.5483 | 6.9985
63766 | jun | 6.7976 | 3.2434 | 3.5542 | 6.9896
63769 | jun | 6.8121 | 3.2491 | 3.563 | 7.1088
63770 | jun | 6.809 | 3.257 | 3.552 | 7.2291
63771 | jul | 7.0882 | 3.3198 | 3.7684 | 7.1495
63775 | jun | 6.7873 | 3.2583 | 3.5291 | 7.8774
63780 | jul | 7.0268 | 3.2476 | 3.7792 | 6.8601
63781 | jun | 6.7576 | 3.2655 | 3.4921 | 7.1414
63782 | jun | 6.8637 | 3.2249 | 3.6388 | 7.3792
63783 | jun | 6.8097 | 3.258 | 3.5517 | 7.2926
63785 | jun | 6.8448 | 3.2228 | 3.622 | 6.9626
63787 | jun | 6.8225 | 3.2107 | 3.6118 | 7.3506
63801 | jul | 7.1312 | 3.3044 | 3.8268 | 7.1972
63821 | jul | 7.2844 | 3.1507 | 4.1337 | 9.5744
63822 | jul | 7.1683 | 3.2417 | 3.9267 | 8.1059
63823 | jul | 7.117 | 3.34 | 3.7769 | 6.941
63825 | jul | 7.1017 | 3.3604 | 3.7414 | 7.5111
63827 | jul | 7.2267 | 3.2497 | 3.977 | 8.3862
63829 | jul | 7.3041 | 3.1081 | 4.196 | 9.7025
63830 | jul | 7.1637 | 3.361 | 3.8027 | 7.49
63833 | jul | 7.1839 | 3.276 | 3.9079 | 7.5726
63834 | jul | 7.0725 | 3.4158 | 3.6567 | 6.6156
63837 | jul | 7.2254 | 3.2025 | 4.0228 | 8.424
63841 | jul | 7.1451 | 3.2871 | 3.858 | 7.8611
63845 | jul | 7.0586 | 3.4358 | 3.6227 | 6.2361
63846 | jul | 7.144 | 3.301 | 3.843 | 7.546
63848 | jul | 7.2184 | 3.2231 | 3.9953 | 8.2209
63849 | jul | 7.2265 | 3.2791 | 3.9474 | 8.6971
63851 | jul | 7.1758 | 3.2882 | 3.8877 | 7.6157
63852 | jul | 7.2363 | 3.1999 | 4.0363 | 8.5582
63855 | jul | 7.2387 | 3.2452 | 3.9935 | 9.1172
63857 | jul | 7.2476 | 3.2084 | 4.0392 | 8.8476
63862 | jul | 7.1405 | 3.298 | 3.8425 | 7.2685
63863 | jul | 7.197 | 3.2158 | 3.9812 | 8.2159
63866 | jul | 7.1284 | 3.3028 | 3.8256 | 7.2096
63867 | jul | 7.1445 | 3.3269 | 3.8176 | 7.0685
63868 | jul | 7.1599 | 3.3013 | 3.8586 | 7.3594
63869 | jul | 7.1012 | 3.3533 | 3.7479 | 6.7854
63870 | jul | 7.1942 | 3.2543 | 3.9399 | 7.8472
63873 | jul | 7.164 | 3.2818 | 3.8822 | 7.4809
63876 | jul | 7.2705 | 3.1644 | 4.1061 | 9.2642
63877 | jul | 7.1961 | 3.3534 | 3.8427 | 8.2238
63879 | jul | 7.2164 | 3.2413 | 3.9752 | 8.1223
63901 | jul | 7.1257 | 3.249 | 3.8767 | 8.3075
63931 | jul | 7.0873 | 3.1576 | 3.9297 | 7.8942
63932 | jul | 7.1549 | 3.2175 | 3.9374 | 8.3466
63933 | jul | 7.2006 | 3.1873 | 4.0133 | 8.4234
63934 | jun | 6.7534 | 3.1221 | 3.6314 | 7.7998
63935 | jul | 7.0942 | 3.1629 | 3.9313 | 7.9876
63936 | jul | 7.1244 | 3.3013 | 3.8231 | 8.0351
63937 | jul | 7.0169 | 3.3437 | 3.6733 | 8.3359
63939 | jul | 7.1413 | 3.1707 | 3.9707 | 8.163
63940 | jul | 7.1264 | 3.2764 | 3.85 | 8.2245
63941 | jul | 6.9327 | 3.2263 | 3.7064 | 8.6308
63942 | jul | 7.0679 | 3.1471 | 3.9208 | 8.0354
63943 | jul | 7.0617 | 3.2476 | 3.8141 | 8.0681
63944 | jun | 6.7692 | 3.1261 | 3.6431 | 7.8214
63945 | jul | 7.15 | 3.1761 | 3.9739 | 8.3239
63950 | jun | 6.7305 | 3.079 | 3.6515 | 8.1632
63951 | jun | 6.7869 | 3.1674 | 3.6195 | 7.5363
63952 | jun | 6.7368 | 3.0739 | 3.6629 | 8.3179
63953 | jul | 7.1963 | 3.1268 | 4.0695 | 8.3796
63954 | jul | 7.2029 | 3.1323 | 4.0706 | 8.5443
63955 | jul | 7.1823 | 3.1265 | 4.0558 | 8.1466
63956 | jun | 6.7214 | 3.0588 | 3.6626 | 8.4273
63957 | jun | 6.6723 | 3.0512 | 3.6211 | 8.6895
63960 | jul | 7.091 | 3.3983 | 3.6927 | 7.7516
63961 | jul | 7.2003 | 3.1565 | 4.0438 | 8.5409
63963 | jun | 6.7921 | 3.1433 | 3.6488 | 7.7261
63964 | jun | 6.7354 | 3.0953 | 3.6401 | 8.0318
63965 | jul | 6.9734 | 3.279 | 3.6944 | 8.5837
63966 | jun | 6.8445 | 3.1629 | 3.6816 | 7.8573
63967 | jun | 6.8192 | 3.1081 | 3.7111 | 8.1479
64001 | jul | 7.2106 | 3.449 | 3.7616 | 13.9973
64011 | jul | 7.3137 | 3.3753 | 3.9384 | 13.1152
64012 | jul | 7.3444 | 3.2309 | 4.1134 | 14.7392
64014 | jul | 7.3417 | 3.3571 | 3.9845 | 13.3726
64015 | jul | 7.3468 | 3.3661 | 3.9806 | 13.6648
64016 | jul | 7.341 | 3.4632 | 3.8778 | 13.6466
64017 | jul | 7.3067 | 3.6211 | 3.6855 | 13.3674
64018 | jul | 7.3522 | 3.7445 | 3.6077 | 13.9502
64019 | jul | 7.2492 | 3.2411 | 4.0081 | 13.1021
64020 | jul | 7.2439 | 3.3415 | 3.9024 | 14.173
64021 | jul | 7.2182 | 3.4951 | 3.7231 | 13.7596
64022 | jul | 7.2092 | 3.5983 | 3.6109 | 13.4984
64024 | jul | 7.3057 | 3.5872 | 3.7185 | 14.0495
64029 | jul | 7.3391 | 3.3563 | 3.9828 | 13.2595
64030 | jul | 7.3477 | 3.2803 | 4.0675 | 14.699
64034 | jul | 7.3352 | 3.2542 | 4.081 | 13.4673
64035 | jul | 7.2286 | 3.7504 | 3.4782 | 13.3393
64036 | jul | 7.2879 | 3.6802 | 3.6077 | 13.2224
64037 | jul | 7.2317 | 3.4465 | 3.7852 | 13.5403
64040 | jul | 7.2468 | 3.2435 | 4.0034 | 12.9477
64048 | jul | 7.2787 | 3.5726 | 3.7061 | 14.2412
64050 | jul | 7.3608 | 3.4278 | 3.933 | 14.4179
64052 | jul | 7.3803 | 3.4107 | 3.9696 | 14.5362
64053 | jul | 7.3822 | 3.4322 | 3.95 | 14.5968
64054 | jul | 7.3717 | 3.4304 | 3.9412 | 14.5309
64055 | jul | 7.3615 | 3.3903 | 3.9712 | 14.2838
64056 | jul | 7.3495 | 3.4386 | 3.9109 | 14.0201
64057 | jul | 7.3513 | 3.4084 | 3.9429 | 13.9327
64058 | jul | 7.3466 | 3.4819 | 3.8648 | 14.1901
64060 | jul | 7.2986 | 3.5569 | 3.7417 | 14.307
64061 | jul | 7.2633 | 3.2542 | 4.0092 | 13.0439
64062 | jul | 7.2536 | 3.6551 | 3.5985 | 13.7934
64063 | jul | 7.3458 | 3.2889 | 4.0569 | 13.7247
64064 | jul | 7.3497 | 3.336 | 4.0137 | 13.8314
64067 | jul | 7.2368 | 3.5997 | 3.6371 | 13.2303
64068 | jul | 7.3356 | 3.509 | 3.8265 | 14.4598
64070 | jul | 7.3168 | 3.293 | 4.0238 | 13.0387
64071 | jul | 7.2278 | 3.4495 | 3.7783 | 13.236
64074 | jul | 7.3307 | 3.4989 | 3.8318 | 13.3307
64075 | jul | 7.3348 | 3.3854 | 3.9494 | 13.2242
64076 | jul | 7.2545 | 3.3958 | 3.8587 | 13.1085
64077 | jul | 7.325 | 3.5788 | 3.7462 | 13.7102
64078 | jul | 7.3454 | 3.2034 | 4.142 | 14.3731
64079 | jul | 7.3787 | 3.9506 | 3.4281 | 13.2496
64080 | jul | 7.3147 | 3.2277 | 4.087 | 13.4239
64081 | jul | 7.348 | 3.295 | 4.053 | 14.135
64082 | jul | 7.3447 | 3.2727 | 4.0719 | 14.0866
64083 | jul | 7.3428 | 3.2421 | 4.1007 | 14.3367
64084 | jul | 7.2709 | 3.6973 | 3.5736 | 13.6021
64085 | jul | 7.2747 | 3.7367 | 3.5381 | 13.4279
64086 | jul | 7.3413 | 3.2822 | 4.0591 | 13.3925
64088 | jul | 7.3389 | 3.5097 | 3.8292 | 13.7189
64089 | jul | 7.3271 | 3.576 | 3.7511 | 14.4597
64093 | jul | 7.2584 | 3.2419 | 4.0165 | 13.3556
64096 | jul | 7.1942 | 3.5464 | 3.6478 | 13.6548
64097 | jul | 7.2758 | 3.5327 | 3.7431 | 13.1757
64098 | jul | 7.3631 | 3.9718 | 3.3913 | 13.204
64101 | jul | 7.4293 | 3.4725 | 3.9568 | 14.8079
64102 | jul | 7.4315 | 3.47 | 3.9615 | 14.8123
64105 | jul | 7.4285 | 3.462 | 3.9665 | 14.8808
64106 | jul | 7.4253 | 3.4513 | 3.974 | 14.903
64108 | jul | 7.4354 | 3.4499 | 3.9855 | 14.9075
64109 | jul | 7.4276 | 3.4282 | 3.9994 | 14.9312
64110 | jul | 7.4135 | 3.4021 | 4.0114 | 14.9614
64111 | jul | 7.4261 | 3.434 | 3.9921 | 14.8841
64112 | jul | 7.4139 | 3.4105 | 4.0033 | 14.8901
64113 | jul | 7.4019 | 3.3892 | 4.0127 | 14.8892
64114 | jul | 7.3704 | 3.3322 | 4.0381 | 14.882
64116 | jul | 7.4017 | 3.4732 | 3.9285 | 14.8193
64117 | jul | 7.3808 | 3.4687 | 3.9121 | 14.7174
64118 | jul | 7.3685 | 3.5001 | 3.8685 | 14.7187
64119 | jul | 7.3604 | 3.4885 | 3.8719 | 14.6714
64120 | jul | 7.3926 | 3.4506 | 3.9419 | 14.7207
64123 | jul | 7.4027 | 3.446 | 3.9566 | 14.7615
64124 | jul | 7.4128 | 3.4457 | 3.9671 | 14.8174
64125 | jul | 7.3944 | 3.4361 | 3.9583 | 14.6798
64126 | jul | 7.3992 | 3.4304 | 3.9688 | 14.6899
64127 | jul | 7.4187 | 3.4384 | 3.9803 | 14.8282
64128 | jul | 7.4143 | 3.4218 | 3.9925 | 14.819
64129 | jul | 7.3922 | 3.4005 | 3.9917 | 14.6715
64130 | jul | 7.4027 | 3.3967 | 4.006 | 14.8376
64131 | jul | 7.3723 | 3.3349 | 4.0373 | 14.9604
64132 | jul | 7.3809 | 3.3566 | 4.0242 | 14.8281
64133 | jul | 7.3715 | 3.3705 | 4.001 | 14.5021
64134 | jul | 7.3542 | 3.3122 | 4.042 | 14.5498
64136 | jul | 7.3576 | 3.3629 | 3.9947 | 14.2422
64137 | jul | 7.357 | 3.3125 | 4.0445 | 14.8223
64138 | jul | 7.3633 | 3.3393 | 4.024 | 14.5043
64139 | jul | 7.3536 | 3.3334 | 4.0202 | 14.1845
64145 | jul | 7.3465 | 3.2735 | 4.073 | 14.8822
64146 | jul | 7.3481 | 3.278 | 4.0701 | 14.9359
64147 | jul | 7.3467 | 3.2624 | 4.0842 | 14.7999
64149 | jul | 7.3465 | 3.2751 | 4.0715 | 14.4158
64150 | jul | 7.3932 | 3.544 | 3.8492 | 14.5323
64151 | jul | 7.3733 | 3.5719 | 3.8014 | 14.4789
64152 | jul | 7.3841 | 3.7673 | 3.6168 | 13.7792
64153 | jul | 7.3713 | 3.78 | 3.5913 | 13.838
64154 | jul | 7.3551 | 3.6026 | 3.7524 | 14.4049
64155 | jul | 7.3455 | 3.5301 | 3.8154 | 14.6201
64156 | jul | 7.3409 | 3.5142 | 3.8267 | 14.6175
64157 | jul | 7.3357 | 3.5106 | 3.8251 | 14.5753
64158 | jul | 7.347 | 3.4944 | 3.8526 | 14.6136
64161 | jul | 7.3619 | 3.4576 | 3.9043 | 14.568
64163 | jul | 7.3617 | 3.7289 | 3.6328 | 14.0113
64164 | jul | 7.3483 | 3.6129 | 3.7354 | 14.3739
64165 | jul | 7.338 | 3.5336 | 3.8044 | 14.6043
64166 | jul | 7.3325 | 3.5287 | 3.8037 | 14.5689
64167 | jul | 7.3284 | 3.5262 | 3.8022 | 14.5422
64401 | jul | 7.2938 | 3.5133 | 3.7805 | 14.682
64402 | jul | 7.0827 | 3.7918 | 3.2909 | 13.3059
64421 | jul | 7.2562 | 3.263 | 3.9932 | 15.8173
64422 | jul | 7.179 | 3.5457 | 3.6333 | 14.2135
64423 | jul | 7.188 | 3.6102 | 3.5777 | 14.2468
64424 | jul | 7.0051 | 3.887 | 3.118 | 13.1958
64426 | jul | 6.8893 | 3.942 | 2.9473 | 12.7817
64427 | jul | 7.2331 | 3.4634 | 3.7697 | 14.9418
64428 | jul | 7.1471 | 3.7601 | 3.387 | 13.9652
64429 | jul | 7.1866 | 3.6527 | 3.5339 | 13.86
64430 | jul | 7.2041 | 3.4971 | 3.707 | 14.5056
64431 | jul | 7.0997 | 3.8743 | 3.2254 | 13.2855
64432 | jul | 7.1354 | 3.7465 | 3.3889 | 13.3718
64433 | jul | 7.1519 | 3.7119 | 3.44 | 13.5649
64434 | jul | 7.1462 | 3.7684 | 3.3777 | 13.4444
64436 | jul | 7.2376 | 3.4078 | 3.8298 | 14.9456
64437 | jul | 7.333 | 3.2657 | 4.0673 | 17.2059
64438 | jul | 7.1232 | 3.7231 | 3.4002 | 13.5288
64439 | jul | 7.3299 | 3.6753 | 3.6546 | 14.1527
64440 | jul | 7.3069 | 3.6185 | 3.6884 | 14.3508
64441 | jul | 7.025 | 3.8672 | 3.1578 | 12.89
64442 | jul | 6.9358 | 3.9154 | 3.0204 | 12.7748
64443 | jul | 7.2527 | 3.4513 | 3.8013 | 14.8369
64444 | jul | 7.3187 | 3.6267 | 3.6919 | 14.2945
64445 | jul | 7.1339 | 3.7508 | 3.3831 | 14.2162
64446 | jul | 7.2489 | 3.3603 | 3.8886 | 16.7403
64448 | jul | 7.3104 | 3.5632 | 3.7472 | 14.5337
64449 | jul | 7.264 | 3.3517 | 3.9123 | 15.5794
64451 | jul | 7.3218 | 3.2866 | 4.0351 | 16.4624
64453 | jul | 7.0856 | 3.82 | 3.2656 | 13.14
64454 | jul | 7.2706 | 3.5557 | 3.7149 | 14.4325
64455 | jul | 7.2222 | 3.5208 | 3.7014 | 14.9915
64456 | jul | 7.0025 | 3.9047 | 3.0978 | 12.6534
64457 | jul | 7.167 | 3.6376 | 3.5294 | 13.8251
64458 | jul | 6.9696 | 3.9034 | 3.0662 | 12.7009
64459 | jul | 7.2071 | 3.4486 | 3.7585 | 14.6644
64461 | jul | 7.069 | 3.9477 | 3.1213 | 12.6549
64463 | jul | 7.1574 | 3.601 | 3.5564 | 13.8358
64465 | jul | 7.2373 | 3.6111 | 3.6262 | 13.9803
64466 | jul | 7.2592 | 3.4407 | 3.8185 | 15.6287
64467 | jul | 7.0081 | 3.8773 | 3.1309 | 12.9453
64468 | jul | 7.1425 | 3.749 | 3.3934 | 13.7164
64469 | jul | 7.1569 | 3.6392 | 3.5177 | 13.8968
64470 | jul | 7.2833 | 3.3609 | 3.9225 | 16.2829
64471 | jul | 7.0509 | 3.8299 | 3.2209 | 13.2656
64473 | jul | 7.2933 | 3.2948 | 3.9985 | 16.0049
64474 | jul | 7.1907 | 3.5931 | 3.5976 | 14.0364
64475 | jul | 7.0705 | 3.9276 | 3.1429 | 12.6641
64476 | jul | 7.0941 | 3.8919 | 3.2022 | 12.9703
64477 | jul | 7.2405 | 3.5694 | 3.6712 | 14.2204
64479 | jul | 7.1106 | 3.8427 | 3.2679 | 13.0588
64480 | jul | 7.1978 | 3.5022 | 3.6956 | 14.3944
64481 | jul | 6.9324 | 3.9376 | 2.9948 | 12.9783
64482 | jul | 7.2554 | 3.2577 | 3.9977 | 18.0557
64483 | jul | 7.2339 | 3.4176 | 3.8162 | 15.0303
64484 | jul | 7.3394 | 3.5675 | 3.7718 | 14.6847
64485 | jul | 7.237 | 3.3579 | 3.879 | 15.2226
64486 | jul | 7.0571 | 3.9083 | 3.1488 | 12.6899
64487 | jul | 7.1982 | 3.6036 | 3.5946 | 14.8612
64489 | jul | 7.121 | 3.7492 | 3.3717 | 13.3037
64490 | jul | 7.2182 | 3.5325 | 3.6857 | 14.3831
64491 | jul | 7.1782 | 3.4724 | 3.7059 | 16.0722
64492 | jul | 7.2954 | 3.5649 | 3.7305 | 14.4311
64493 | jul | 7.2146 | 3.6303 | 3.5842 | 13.888
64494 | jul | 7.1889 | 3.5043 | 3.6846 | 14.3348
64496 | jul | 7.2721 | 3.2082 | 4.0639 | 18.5901
64497 | jul | 7.1514 | 3.7098 | 3.4416 | 13.7976
64498 | jul | 7.1505 | 3.55 | 3.6006 | 15.6329
64499 | jul | 7.0581 | 3.8693 | 3.1888 | 12.8825
64501 | jul | 7.2954 | 3.2987 | 3.9967 | 15.6532
64503 | jul | 7.2981 | 3.35 | 3.9481 | 15.4115
64504 | jul | 7.3039 | 3.4014 | 3.9025 | 15.2541
64505 | jul | 7.2732 | 3.2948 | 3.9783 | 15.6151
64506 | jul | 7.2818 | 3.3281 | 3.9537 | 15.455
64507 | jul | 7.291 | 3.414 | 3.877 | 15.091
64601 | jul | 7.0416 | 3.8327 | 3.2088 | 12.8607
64620 | jul | 7.129 | 3.765 | 3.364 | 13.6256
64622 | jul | 7.0886 | 3.7486 | 3.34 | 12.9408
64623 | jul | 7.0522 | 3.6892 | 3.363 | 12.4879
64624 | jul | 7.1441 | 3.8041 | 3.34 | 13.2812
64625 | jul | 7.1086 | 3.8377 | 3.2708 | 13.2799
64628 | jul | 6.9617 | 3.7251 | 3.2366 | 12.1587
64630 | jul | 6.9355 | 3.8682 | 3.0673 | 12.4812
64631 | jul | 6.9634 | 3.66 | 3.3034 | 12.1456
64632 | jul | 6.8931 | 3.9718 | 2.9213 | 12.8418
64633 | jul | 7.113 | 3.6609 | 3.4521 | 13.006
64635 | jul | 7.0028 | 3.895 | 3.1078 | 12.8236
64636 | jul | 7.0616 | 3.866 | 3.1956 | 13.3948
64637 | jul | 7.2045 | 3.7855 | 3.419 | 13.4055
64638 | jul | 7.0735 | 3.8159 | 3.2576 | 12.9729
64639 | jul | 7.0963 | 3.6068 | 3.4895 | 12.5884
64640 | jul | 7.1181 | 3.8279 | 3.2901 | 13.4932
64641 | jun | 6.5336 | 3.5055 | 3.028 | 12.6928
64642 | jul | 6.9731 | 3.9507 | 3.0224 | 13.1639
64643 | jul | 7.0314 | 3.7361 | 3.2953 | 12.4868
64644 | jul | 7.1686 | 3.7879 | 3.3807 | 13.4147
64645 | jun | 6.5072 | 3.5369 | 2.9703 | 12.5555
64646 | jun | 6.5335 | 3.5138 | 3.0197 | 12.6127
64647 | jul | 7.0879 | 3.852 | 3.2359 | 13.4525
64648 | jul | 7.0264 | 3.8992 | 3.1272 | 13.2083
64649 | jul | 7.1739 | 3.7278 | 3.4462 | 13.5892
64650 | jul | 7.2019 | 3.7244 | 3.4775 | 13.5554
64651 | jul | 6.9788 | 3.7682 | 3.2106 | 12.2874
64652 | jun | 6.5445 | 3.4922 | 3.0522 | 12.7912
64653 | jul | 6.9611 | 3.8172 | 3.1439 | 12.3825
64654 | jul | 7.0735 | 3.8635 | 3.2099 | 13.2991
64655 | jun | 6.4922 | 3.6017 | 2.8904 | 12.377
64656 | jul | 7.0957 | 3.8245 | 3.2712 | 13.1693
64657 | jul | 7.1117 | 3.7264 | 3.3854 | 13.5897
64658 | jul | 6.9895 | 3.6722 | 3.3173 | 11.864
64659 | jul | 6.9994 | 3.8019 | 3.1976 | 12.4871
64660 | jul | 7.0138 | 3.685 | 3.3288 | 11.8772
64661 | jun | 6.5632 | 3.6413 | 2.9219 | 12.5607
64664 | jul | 7.0777 | 3.8469 | 3.2308 | 13.176
64667 | jun | 6.4922 | 3.5706 | 2.9216 | 12.4286
64668 | jul | 7.1703 | 3.7046 | 3.4658 | 13.3391
64670 | jul | 7.1077 | 3.7907 | 3.3171 | 13.6085
64671 | jul | 7.2293 | 3.7222 | 3.5071 | 13.5623
64672 | jun | 6.5282 | 3.6535 | 2.8747 | 12.2709
64673 | jun | 6.5233 | 3.5604 | 2.9629 | 12.802
64674 | jul | 6.9303 | 3.8191 | 3.1112 | 12.3759
64676 | jul | 6.9933 | 3.6999 | 3.2934 | 11.9486
64679 | jun | 6.5323 | 3.5043 | 3.028 | 12.9397
64681 | jul | 7.0066 | 3.7341 | 3.2725 | 12.2351
64682 | jul | 7.0529 | 3.7589 | 3.294 | 12.7302
64683 | jun | 6.5622 | 3.4977 | 3.0645 | 12.9588
64686 | jul | 7.067 | 3.8416 | 3.2254 | 13.0316
64688 | jul | 7.0171 | 3.8393 | 3.1778 | 12.6579
64689 | jul | 7.1515 | 3.7307 | 3.4208 | 13.6861
64701 | jul | 7.3361 | 3.1914 | 4.1447 | 13.8492
64720 | jul | 7.3712 | 3.1481 | 4.2231 | 13.8478
64722 | jul | 7.4514 | 3.1233 | 4.3281 | 14.1381
64723 | jul | 7.41 | 3.1326 | 4.2774 | 14.1716
64724 | jul | 7.2292 | 3.0738 | 4.1555 | 12.3686
64725 | jul | 7.3552 | 3.166 | 4.1892 | 13.8729
64726 | jul | 7.234 | 3.2396 | 3.9944 | 12.4257
64728 | jul | 7.4666 | 2.8879 | 4.5787 | 12.442
64730 | jul | 7.3314 | 3.1196 | 4.2119 | 13.2936
64733 | jul | 7.2357 | 3.2464 | 3.9893 | 12.4831
64734 | jul | 7.3615 | 3.1795 | 4.182 | 14.5931
64735 | jul | 7.2084 | 3.2477 | 3.9606 | 11.7468
64738 | jul | 7.1925 | 2.9781 | 4.2144 | 11.1756
64739 | jul | 7.2589 | 3.2063 | 4.0526 | 12.9335
64740 | jul | 7.1975 | 3.1684 | 4.029 | 11.4642
64741 | jul | 7.5034 | 2.9714 | 4.532 | 12.9972
64742 | jul | 7.3789 | 3.1513 | 4.2276 | 14.2864
64744 | jul | 7.241 | 2.9797 | 4.2613 | 11.5843
64745 | jul | 7.4775 | 3.1089 | 4.3686 | 14.0123
64746 | jul | 7.3601 | 3.1754 | 4.1847 | 14.3696
64747 | jul | 7.2903 | 3.2007 | 4.0896 | 13.2357
64748 | jul | 7.2139 | 2.8287 | 4.3852 | 10.5265
64750 | jul | 7.2629 | 2.9899 | 4.273 | 12.168
64752 | jul | 7.508 | 3.0846 | 4.4234 | 13.7845
64755 | jul | 7.3019 | 2.6854 | 4.6165 | 11.1484
64756 | jul | 7.2171 | 2.9812 | 4.2358 | 10.953
64759 | jul | 7.276 | 2.9027 | 4.3732 | 10.7517
64761 | jul | 7.2298 | 3.2758 | 3.954 | 12.5109
64762 | jul | 7.4306 | 2.7788 | 4.6517 | 12.1194
64763 | jul | 7.1998 | 3.1133 | 4.0865 | 11.3684
64767 | jul | 7.329 | 2.9615 | 4.3675 | 11.6555
64769 | jul | 7.4134 | 2.6579 | 4.7556 | 12.3064
64770 | jul | 7.2278 | 3.1428 | 4.085 | 12.4099
64771 | jul | 7.4801 | 2.9264 | 4.5536 | 12.6393
64772 | jul | 7.3946 | 2.983 | 4.4117 | 12.4242
64776 | jul | 7.2101 | 3.0376 | 4.1725 | 11.5748
64778 | jul | 7.4711 | 3.0338 | 4.4372 | 13.2539
64779 | jul | 7.4178 | 3.0497 | 4.3681 | 13.2519
64780 | jul | 7.2854 | 3.03 | 4.2554 | 12.7343
64783 | jul | 7.2938 | 3.0055 | 4.2883 | 12.5102
64784 | jul | 7.2695 | 2.9766 | 4.2929 | 11.1529
64788 | jul | 7.2408 | 3.2215 | 4.0194 | 12.4818
64790 | jul | 7.3109 | 2.9805 | 4.3303 | 12.2349
64801 | jul | 7.3719 | 2.4454 | 4.9265 | 12.6135
64804 | jul | 7.3522 | 2.4445 | 4.9077 | 12.5967
64831 | jul | 7.3355 | 2.5136 | 4.8219 | 12.2734
64832 | jul | 7.4079 | 2.5559 | 4.852 | 12.6315
64833 | jul | 7.2248 | 2.6927 | 4.5321 | 10.8007
64834 | jul | 7.4064 | 2.4644 | 4.9421 | 12.9602
64835 | jul | 7.3591 | 2.4636 | 4.8955 | 12.2662
64836 | jul | 7.2719 | 2.5741 | 4.6978 | 11.4083
64840 | jul | 7.2568 | 2.4715 | 4.7853 | 11.6712
64842 | jul | 7.1903 | 2.5714 | 4.6189 | 10.9357
64843 | jul | 7.2625 | 2.4735 | 4.789 | 11.647
64844 | jul | 7.1888 | 2.4887 | 4.7001 | 11.2337
64847 | jul | 7.3392 | 2.5015 | 4.8377 | 12.1652
64848 | jul | 7.1914 | 2.7438 | 4.4476 | 10.4924
64850 | jul | 7.2761 | 2.4524 | 4.8237 | 11.8776
64854 | jul | 7.3319 | 2.5112 | 4.8207 | 12.0113
64855 | jul | 7.3908 | 2.5628 | 4.828 | 12.1949
64856 | jul | 7.2494 | 2.5236 | 4.7258 | 11.4732
64859 | jul | 7.2163 | 2.6508 | 4.5655 | 10.9042
64861 | jul | 7.1929 | 2.5782 | 4.6147 | 10.9833
64862 | jul | 7.194 | 2.6508 | 4.5432 | 10.7893
64863 | jul | 7.3912 | 2.5615 | 4.8297 | 12.6732
64865 | jul | 7.3547 | 2.5139 | 4.8408 | 12.7541
64866 | jul | 7.1847 | 2.5419 | 4.6428 | 11.0017
64867 | jul | 7.2037 | 2.5137 | 4.69 | 11.1909
64870 | jul | 7.3831 | 2.476 | 4.9071 | 12.4833
64873 | jul | 7.1876 | 2.5752 | 4.6124 | 10.9608
64874 | jul | 7.1708 | 2.6116 | 4.5593 | 10.7651
65001 | jul | 6.977 | 3.1376 | 3.8395 | 12.6711
65010 | jul | 6.9547 | 3.2306 | 3.7242 | 11.6104
65011 | jul | 7.0455 | 3.2221 | 3.8234 | 12.3948
65013 | jul | 6.9463 | 3.1308 | 3.8155 | 12.3278
65014 | jul | 6.9519 | 3.1507 | 3.8012 | 12.3677
65016 | jul | 6.9684 | 3.163 | 3.8054 | 12.6847
65017 | jul | 7.0401 | 3.1904 | 3.8498 | 12.2813
65018 | jul | 7.0203 | 3.2504 | 3.7699 | 12.3481
65020 | jul | 7.0582 | 3.1636 | 3.8946 | 12.0158
65023 | jul | 6.9984 | 3.2221 | 3.7763 | 12.3179
65024 | jul | 6.931 | 3.2071 | 3.7239 | 12.3561
65025 | jul | 7.0195 | 3.2865 | 3.733 | 12.2847
65026 | jul | 7.0436 | 3.1994 | 3.8442 | 12.5571
65032 | jul | 7.0216 | 3.1776 | 3.844 | 12.7211
65034 | jul | 7.0495 | 3.2745 | 3.775 | 12.3171
65035 | jul | 6.9669 | 3.1267 | 3.8401 | 12.7251
65037 | jul | 7.0838 | 3.2079 | 3.8759 | 12.2443
65039 | jul | 6.9763 | 3.2073 | 3.769 | 12.0043
65040 | jul | 7.02 | 3.1694 | 3.8507 | 12.8563
65041 | jul | 6.9766 | 3.2124 | 3.7641 | 12.5539
65042 | jul | 7.0356 | 3.225 | 3.8106 | 12.4471
65043 | jul | 6.9853 | 3.1662 | 3.8191 | 12.6527
65046 | jul | 6.9901 | 3.2985 | 3.6916 | 11.9671
65047 | jul | 7.0548 | 3.1923 | 3.8625 | 12.4999
65048 | jul | 6.9814 | 3.1397 | 3.8417 | 12.7655
65049 | jul | 7.0604 | 3.1958 | 3.8645 | 12.4645
65050 | jul | 7.0294 | 3.2504 | 3.779 | 12.356
65051 | jul | 6.9542 | 3.1475 | 3.8067 | 12.6397
65052 | jul | 7.0568 | 3.1808 | 3.876 | 12.2215
65053 | jul | 7.0125 | 3.1939 | 3.8186 | 12.6424
65054 | jul | 6.9699 | 3.1352 | 3.8347 | 12.8157
65058 | jul | 6.9919 | 3.1639 | 3.8281 | 12.564
65059 | jul | 6.9363 | 3.2344 | 3.7019 | 12.1224
65061 | jul | 6.97 | 3.1984 | 3.7716 | 12.5535
65062 | jul | 6.9984 | 3.1666 | 3.8319 | 12.6704
65063 | jul | 6.9516 | 3.2024 | 3.7492 | 12.0079
65064 | jul | 7.0312 | 3.1922 | 3.8391 | 12.6251
65065 | jul | 7.0607 | 3.1864 | 3.8743 | 12.3294
65066 | jul | 6.9695 | 3.1727 | 3.7968 | 12.3952
65067 | jul | 6.9324 | 3.2855 | 3.6469 | 11.9977
65068 | jul | 7.009 | 3.3432 | 3.6658 | 12.0297
65069 | jul | 6.9768 | 3.2631 | 3.7137 | 12.2979
65072 | jul | 7.0592 | 3.2068 | 3.8524 | 12.4332
65074 | jul | 7.0264 | 3.201 | 3.8254 | 12.5906
65075 | jul | 7.0112 | 3.1697 | 3.8414 | 12.7568
65076 | jul | 7.0064 | 3.1513 | 3.855 | 12.9939
65077 | jul | 6.914 | 3.2773 | 3.6367 | 11.9151
65078 | jul | 7.1031 | 3.2537 | 3.8494 | 12.1228
65079 | jul | 7.066 | 3.1888 | 3.8773 | 12.2895
65080 | jul | 6.9664 | 3.1867 | 3.7797 | 12.4852
65081 | jul | 7.0362 | 3.2917 | 3.7445 | 12.3145
65082 | jul | 7.0287 | 3.1869 | 3.8418 | 12.544
65083 | jul | 7.0276 | 3.1903 | 3.8373 | 12.3348
65084 | jul | 7.0665 | 3.2454 | 3.8212 | 12.2469
65085 | jul | 6.9862 | 3.1364 | 3.8498 | 12.97
65101 | jul | 7.0009 | 3.1521 | 3.8488 | 12.9812
65109 | jul | 7.0018 | 3.1815 | 3.8203 | 12.6705
65201 | jul | 6.9326 | 3.3201 | 3.6126 | 11.2203
65202 | jul | 6.928 | 3.4577 | 3.4703 | 10.9442
65203 | jul | 6.9611 | 3.3583 | 3.6028 | 11.4789
65211 | jul | 6.9384 | 3.3702 | 3.5682 | 11.1768
65230 | jul | 7.026 | 3.61 | 3.416 | 11.3078
65231 | jul | 6.8826 | 3.4997 | 3.383 | 10.7064
65232 | jul | 6.8639 | 3.5914 | 3.2725 | 10.4352
65233 | jul | 7.0821 | 3.4053 | 3.6767 | 12.1679
65236 | jul | 7.0398 | 3.6441 | 3.3957 | 11.6725
65237 | jul | 7.0672 | 3.3418 | 3.7254 | 12.3572
65239 | jul | 6.9338 | 3.7432 | 3.1906 | 11.0036
65240 | jul | 6.8917 | 3.6554 | 3.2363 | 10.4186
65243 | jul | 6.9319 | 3.6989 | 3.233 | 10.6327
65244 | jul | 7.029 | 3.6743 | 3.3547 | 11.2012
65246 | jul | 7.0529 | 3.6221 | 3.4309 | 11.5773
65247 | jul | 6.9244 | 3.685 | 3.2394 | 11.5118
65248 | jul | 7.0288 | 3.5434 | 3.4853 | 11.4303
65250 | jul | 7.1244 | 3.4682 | 3.6561 | 12.2105
65251 | jul | 6.9137 | 3.3241 | 3.5896 | 11.4153
65254 | jul | 7.0811 | 3.5558 | 3.5253 | 11.7638
65255 | jul | 6.9183 | 3.5408 | 3.3775 | 10.6728
65256 | jul | 6.9492 | 3.5578 | 3.3914 | 10.9479
65257 | jul | 6.9664 | 3.6556 | 3.3109 | 10.8892
65258 | jul | 6.9101 | 3.7794 | 3.1308 | 10.9844
65259 | jul | 7.0013 | 3.6927 | 3.3086 | 11.1133
65260 | jul | 6.9194 | 3.7232 | 3.1963 | 11.2636
65261 | jul | 7.0312 | 3.6462 | 3.385 | 11.5784
65262 | jul | 6.8935 | 3.4312 | 3.4623 | 10.8912
65263 | jul | 6.9129 | 3.7646 | 3.1483 | 10.9938
65264 | jul | 6.8627 | 3.5255 | 3.3373 | 10.7245
65265 | jul | 6.8644 | 3.6754 | 3.1891 | 10.2296
65270 | jul | 6.9397 | 3.7688 | 3.1708 | 10.6638
65274 | jul | 7.0655 | 3.4695 | 3.596 | 11.8037
65275 | jul | 6.8866 | 3.7984 | 3.0882 | 11.0748
65276 | jul | 7.1475 | 3.3715 | 3.7761 | 12.7065
65279 | jul | 6.9722 | 3.4608 | 3.5114 | 11.3537
65280 | jul | 6.851 | 3.6497 | 3.2013 | 10.3298
65281 | jul | 7.0424 | 3.6363 | 3.4061 | 11.5828
65282 | jul | 6.852 | 3.7802 | 3.0718 | 10.4686
65283 | jul | 6.8481 | 3.8257 | 3.0224 | 10.9023
65284 | jul | 6.9214 | 3.6244 | 3.2969 | 10.6556
65285 | jul | 6.8793 | 3.678 | 3.2013 | 10.315
65286 | jul | 7.0385 | 3.6838 | 3.3547 | 12.143
65287 | jul | 6.9841 | 3.3804 | 3.6037 | 11.7107
65301 | jul | 7.1691 | 3.3315 | 3.8375 | 13.0345
65305 | jul | 7.2438 | 3.3061 | 3.9376 | 13.6791
65321 | jul | 7.1752 | 3.4043 | 3.7708 | 14.0398
65322 | jul | 7.1457 | 3.422 | 3.7236 | 12.6209
65323 | jul | 7.2042 | 3.3118 | 3.8924 | 11.8363
65324 | jul | 7.0851 | 3.1687 | 3.9165 | 11.9459
65325 | jul | 7.1336 | 3.296 | 3.8375 | 12.0468
65326 | jul | 7.1354 | 3.1785 | 3.9569 | 11.7551
65329 | jul | 7.1189 | 3.3073 | 3.8116 | 12.4618
65330 | jul | 7.0913 | 3.5581 | 3.5332 | 11.9321
65332 | jul | 7.1876 | 3.3306 | 3.857 | 12.9241
65333 | jul | 7.1867 | 3.3253 | 3.8613 | 14.0361
65334 | jul | 7.177 | 3.338 | 3.8389 | 13.5553
65335 | jul | 7.1647 | 3.3259 | 3.8387 | 12.367
65336 | jul | 7.2458 | 3.2982 | 3.9476 | 13.8482
65337 | jul | 7.2165 | 3.3128 | 3.9037 | 13.9609
65338 | jul | 7.1673 | 3.3236 | 3.8437 | 11.9657
65339 | jul | 7.1593 | 3.5077 | 3.6515 | 13.4492
65340 | jul | 7.1456 | 3.4226 | 3.723 | 13.2539
65344 | jul | 7.0993 | 3.5562 | 3.5431 | 12.4268
65345 | jul | 7.1334 | 3.3 | 3.8333 | 12.2831
65347 | jul | 7.1463 | 3.4245 | 3.7218 | 12.7946
65348 | jul | 7.1331 | 3.3304 | 3.8027 | 12.6215
65349 | jul | 7.1011 | 3.5275 | 3.5736 | 12.1559
65350 | jul | 7.1591 | 3.3212 | 3.8379 | 12.655
65351 | jul | 7.2033 | 3.3217 | 3.8816 | 14.4829
65354 | jul | 7.0841 | 3.3069 | 3.7772 | 12.4016
65355 | jul | 7.1778 | 3.2178 | 3.96 | 11.6229
65360 | jul | 7.1982 | 3.3203 | 3.8779 | 12.4472
65401 | jul | 6.919 | 3.3748 | 3.5442 | 10.2864
65409 | jul | 6.9191 | 3.4003 | 3.5188 | 10.203
65436 | jul | 6.8952 | 3.3436 | 3.5516 | 9.7129
65438 | jul | 6.8661 | 3.1925 | 3.6735 | 8.8906
65439 | jul | 6.8752 | 3.2841 | 3.5912 | 10.3125
65440 | jul | 6.8612 | 3.3021 | 3.5591 | 10.2139
65441 | jul | 6.9869 | 3.2184 | 3.7685 | 11.8024
65443 | jul | 6.9882 | 3.2101 | 3.7781 | 11.9563
65444 | jul | 6.8444 | 3.2209 | 3.6236 | 9.398
65446 | jul | 6.9166 | 3.2914 | 3.6252 | 10.7532
65449 | jul | 6.9254 | 3.3383 | 3.5871 | 10.5789
65452 | jul | 7.0006 | 3.2223 | 3.7783 | 11.6673
65453 | jul | 6.9728 | 3.2322 | 3.7406 | 11.6715
65456 | jul | 6.9075 | 3.2831 | 3.6244 | 10.6887
65457 | jul | 6.9362 | 3.3046 | 3.6316 | 10.696
65459 | jul | 6.9692 | 3.2507 | 3.7185 | 11.4545
65461 | jul | 6.9075 | 3.3197 | 3.5878 | 10.015
65462 | jul | 6.913 | 3.3635 | 3.5495 | 9.9614
65463 | jul | 7.029 | 3.1387 | 3.8904 | 11.6584
65464 | jul | 6.8384 | 3.19 | 3.6484 | 8.8982
65466 | jul | 6.8689 | 3.2536 | 3.6152 | 9.3113
65468 | jul | 6.841 | 3.2396 | 3.6013 | 9.0693
65470 | jul | 6.9396 | 3.1691 | 3.7705 | 10.5913
65473 | jul | 6.9213 | 3.285 | 3.6362 | 10.4741
65479 | jul | 6.8453 | 3.2634 | 3.5819 | 9.2184
65483 | jul | 6.848 | 3.223 | 3.625 | 9.1859
65484 | jul | 6.8408 | 3.1757 | 3.6651 | 9.1974
65486 | jul | 7.0124 | 3.1962 | 3.8162 | 12.2133
65501 | jul | 6.8583 | 3.3166 | 3.5417 | 9.7246
65529 | jul | 6.9483 | 3.3073 | 3.641 | 10.9737
65534 | jul | 6.9424 | 3.2177 | 3.7247 | 10.7775
65535 | jul | 6.9912 | 3.2345 | 3.7566 | 11.6411
65536 | jul | 6.9856 | 3.1374 | 3.8481 | 11.2229
65541 | jul | 6.8838 | 3.3753 | 3.5085 | 9.6011
65542 | jul | 6.8697 | 3.3004 | 3.5693 | 9.5988
65543 | jul | 6.9137 | 3.1852 | 3.7285 | 10.1509
65548 | jul | 6.8386 | 3.1716 | 3.667 | 8.7929
65550 | jul | 6.9315 | 3.3512 | 3.5803 | 10.4913
65552 | jul | 6.8888 | 3.2237 | 3.6651 | 9.8584
65555 | jul | 6.8442 | 3.2732 | 3.571 | 9.3019
65556 | jul | 7.0015 | 3.2007 | 3.8008 | 11.578
65557 | jul | 6.8716 | 3.2447 | 3.6269 | 9.7532
65559 | jul | 6.9171 | 3.2965 | 3.6206 | 10.9642
65560 | jul | 6.8693 | 3.3206 | 3.5487 | 9.7978
65564 | jul | 6.8516 | 3.1982 | 3.6534 | 9.0222
65565 | jul | 6.969 | 3.2749 | 3.6942 | 11.1444
65566 | jul | 6.9016 | 3.2799 | 3.6217 | 10.6051
65567 | jul | 7.0284 | 3.1867 | 3.8417 | 11.7947
65570 | jul | 6.8562 | 3.2451 | 3.6111 | 9.5977
65571 | jul | 6.8487 | 3.2212 | 3.6275 | 9.0439
65580 | jul | 6.9493 | 3.1945 | 3.7548 | 11.7336
65582 | jul | 6.9708 | 3.1585 | 3.8123 | 12.2888
65583 | jul | 6.9454 | 3.242 | 3.7034 | 10.8977
65584 | jul | 6.9492 | 3.2715 | 3.6777 | 10.9815
65586 | jul | 6.9409 | 3.2997 | 3.6412 | 10.8562
65588 | jul | 6.8934 | 3.2546 | 3.6388 | 9.0122
65589 | jul | 6.8432 | 3.2187 | 3.6246 | 8.9943
65590 | jul | 6.9893 | 2.9721 | 4.0171 | 10.7592
65591 | jul | 7.0458 | 3.1819 | 3.8638 | 12.0631
65601 | jul | 7.1302 | 2.803 | 4.3272 | 10.6785
65603 | jul | 7.1922 | 2.9445 | 4.2477 | 10.8183
65604 | jul | 7.0635 | 2.6681 | 4.3954 | 10.4067
65605 | jul | 7.0572 | 2.6739 | 4.3832 | 10.1334
65606 | jul | 6.9394 | 3.1609 | 3.7785 | 8.59
65608 | jul | 6.9262 | 2.9123 | 4.0139 | 8.953
65609 | jul | 6.9611 | 3.029 | 3.9321 | 8.7031
65610 | jul | 7.0327 | 2.594 | 4.4387 | 10.0046
65611 | jul | 7.067 | 2.8313 | 4.2357 | 9.5328
65612 | jul | 7.0562 | 2.6185 | 4.4377 | 10.2756
65613 | jul | 7.0783 | 2.8426 | 4.2357 | 10.6649
65614 | jul | 6.9919 | 2.8575 | 4.1344 | 9.0153
65616 | jul | 7.0622 | 2.7825 | 4.2797 | 9.4916
65617 | jul | 7.0499 | 2.7206 | 4.3293 | 10.5008
65618 | jul | 6.9204 | 2.9813 | 3.939 | 8.8013
65619 | jul | 7.0266 | 2.5453 | 4.4813 | 10.0895
65620 | jul | 6.9344 | 2.7952 | 4.1392 | 9.164
65622 | jul | 7.007 | 2.884 | 4.123 | 10.6493
65623 | jul | 7.1195 | 2.6772 | 4.4423 | 10.4523
65624 | jul | 7.0888 | 2.7161 | 4.3726 | 10.0884
65625 | jul | 7.1117 | 2.7365 | 4.3752 | 10.5198
65626 | jul | 6.9292 | 3.042 | 3.8872 | 8.6035
65627 | jul | 7.0368 | 2.8731 | 4.1637 | 8.9047
65629 | jul | 6.9801 | 2.7696 | 4.2106 | 9.2895
65630 | jul | 7.0269 | 2.7349 | 4.292 | 9.488
65631 | jul | 7.0257 | 2.5899 | 4.4358 | 9.9818
65632 | jul | 6.9616 | 3.0114 | 3.9502 | 10.5795
65633 | jul | 7.0307 | 2.6418 | 4.3889 | 9.936
65634 | jul | 7.0989 | 3.0919 | 4.007 | 11.4225
65635 | jul | 7.1732 | 2.8737 | 4.2996 | 10.8418
65637 | jul | 6.9023 | 3.024 | 3.8783 | 8.8122
65638 | jul | 6.8942 | 3.0019 | 3.8923 | 8.8708
65640 | jul | 7.149 | 2.8912 | 4.2577 | 10.8105
65641 | jul | 7.1253 | 2.7988 | 4.3265 | 10.7594
65644 | jul | 6.9696 | 2.8504 | 4.1193 | 10.3132
65646 | jul | 7.1414 | 2.7677 | 4.3737 | 10.5617
65647 | jul | 7.1577 | 2.6702 | 4.4875 | 10.6582
65648 | jul | 7.0047 | 2.7331 | 4.2716 | 10.2634
65649 | jul | 7.1735 | 2.8799 | 4.2936 | 10.8527
65650 | jul | 7.1156 | 2.925 | 4.1906 | 10.8222
65652 | jul | 6.9097 | 2.8155 | 4.0942 | 9.2051
65653 | jul | 7.0539 | 2.7866 | 4.2673 | 9.4651
65654 | jul | 7.1223 | 2.6628 | 4.4595 | 10.3374
65655 | jul | 6.99 | 2.9743 | 4.0157 | 8.7646
65656 | jul | 7.0587 | 2.6911 | 4.3676 | 9.8809
65657 | jul | 6.9945 | 2.791 | 4.2036 | 9.2868
65658 | jul | 7.1222 | 2.8095 | 4.3127 | 10.6301
65660 | jul | 6.8518 | 3.1585 | 3.6934 | 9.3481
65661 | jul | 7.1949 | 2.914 | 4.281 | 10.7775
65662 | jul | 6.9219 | 3.086 | 3.8359 | 10.2186
65663 | jul | 7.0453 | 2.8604 | 4.1849 | 10.6847
65666 | jul | 6.9845 | 2.9819 | 4.0026 | 8.7686
65667 | jul | 6.8828 | 3.0599 | 3.8228 | 9.6374
65668 | jul | 7.088 | 3.0089 | 4.0791 | 11.1318
65669 | jul | 7.0114 | 2.6577 | 4.3537 | 9.669
65672 | jul | 7.0509 | 2.8378 | 4.2132 | 9.1969
65674 | jul | 7.1625 | 2.9284 | 4.2341 | 10.9037
65675 | jul | 7.025 | 2.6217 | 4.4033 | 9.9452
65676 | jul | 7.0024 | 2.9357 | 4.0667 | 8.7929
65679 | jul | 7.0502 | 2.8491 | 4.2011 | 9.1069
65680 | jul | 7.0324 | 2.844 | 4.1884 | 9.1215
65681 | jul | 7.0904 | 2.8109 | 4.2795 | 9.9666
65682 | jul | 7.194 | 2.9126 | 4.2815 | 10.6039
65685 | jul | 7.0388 | 2.9482 | 4.0906 | 10.9013
65686 | jul | 7.0837 | 2.7732 | 4.3105 | 9.9065
65688 | jul | 6.9074 | 3.125 | 3.7823 | 8.6564
65689 | jul | 6.8301 | 3.1425 | 3.6876 | 8.8302
65690 | jul | 6.9963 | 3.1317 | 3.8646 | 8.43
65692 | jul | 6.9176 | 3.1202 | 3.7973 | 8.6617
65702 | jul | 6.8502 | 2.9999 | 3.8502 | 8.8649
65704 | jul | 6.8664 | 2.986 | 3.8804 | 9.155
65705 | jul | 7.0336 | 2.6273 | 4.4063 | 9.9877
65706 | jul | 6.9297 | 2.8751 | 4.0546 | 9.8585
65707 | jul | 7.1569 | 2.7552 | 4.4018 | 10.3375
65708 | jul | 7.1371 | 2.6369 | 4.5003 | 10.466
65710 | jul | 7.0641 | 2.7397 | 4.3244 | 10.5537
65711 | jul | 6.8444 | 3.1132 | 3.7312 | 9.1218
65712 | jul | 7.0968 | 2.6725 | 4.4243 | 10.2406
65713 | jul | 6.9364 | 3 | 3.9364 | 10.1704
65714 | jul | 7.0068 | 2.5947 | 4.4121 | 9.8704
65715 | jul | 6.9394 | 2.9373 | 4.0022 | 8.8065
65717 | jul | 6.8647 | 3.0149 | 3.8498 | 8.9027
65720 | jul | 6.9657 | 2.8043 | 4.1614 | 9.1815
65721 | jul | 6.9937 | 2.6723 | 4.3214 | 9.5699
65722 | jul | 6.969 | 3.0681 | 3.9009 | 10.8901
65723 | jul | 7.1672 | 2.6254 | 4.5418 | 10.6582
65724 | jul | 7.0932 | 2.9715 | 4.1217 | 10.9883
65725 | jul | 7.0385 | 2.7219 | 4.3166 | 10.4411
65727 | jul | 7.0762 | 2.9365 | 4.1397 | 10.9094
65728 | jul | 7.0238 | 2.664 | 4.3599 | 9.7255
65729 | jul | 7.0177 | 2.9508 | 4.0669 | 8.7731
65730 | jul | 7.1943 | 2.6046 | 4.5898 | 11.0466
65731 | jul | 7.0559 | 2.8164 | 4.2395 | 9.3366
65732 | jul | 7.0655 | 3.0584 | 4.0071 | 11.3454
65733 | jul | 7.0316 | 2.9051 | 4.1265 | 8.7249
65734 | jul | 7.122 | 2.6599 | 4.4621 | 10.4702
65735 | jul | 7.1836 | 3.0505 | 4.1331 | 11.1728
65737 | jul | 7.0681 | 2.7435 | 4.3246 | 9.6819
65738 | jul | 7.0376 | 2.5756 | 4.462 | 10.1237
65739 | jul | 7.0484 | 2.8533 | 4.1951 | 9.1021
65740 | jul | 7.0625 | 2.7808 | 4.2817 | 9.4852
65742 | jul | 6.9579 | 2.726 | 4.232 | 9.5168
65744 | jul | 7.0121 | 2.8818 | 4.1303 | 8.8048
65745 | jul | 7.1609 | 2.7877 | 4.3732 | 10.6211
65746 | jul | 6.8919 | 2.8962 | 3.9957 | 9.1333
65747 | jul | 7.1145 | 2.7741 | 4.3404 | 10.4296
65752 | jul | 7.1879 | 2.8762 | 4.3117 | 10.6509
65753 | jul | 6.9666 | 2.7394 | 4.2272 | 9.3376
65754 | jul | 7.031 | 2.6902 | 4.3408 | 9.6157
65755 | jul | 6.9293 | 2.9381 | 3.9912 | 8.9014
65756 | jul | 7.1648 | 2.6856 | 4.4792 | 10.4982
65757 | jul | 6.9733 | 2.7337 | 4.2396 | 9.9053
65759 | jul | 7.0362 | 2.8058 | 4.2304 | 9.3698
65760 | jul | 6.9667 | 2.9935 | 3.9732 | 8.8773
65761 | jul | 7.0073 | 2.9133 | 4.094 | 8.7575
65762 | jul | 6.9533 | 2.9205 | 4.0328 | 8.7819
65764 | jul | 7.0414 | 3.0697 | 3.9717 | 11.4122
65766 | jul | 7.0007 | 3.0029 | 3.9978 | 8.9664
65767 | jul | 7.0513 | 3.0143 | 4.0369 | 11.1657
65768 | jul | 6.856 | 3.0494 | 3.8066 | 8.7945
65769 | jul | 7.0749 | 2.6651 | 4.4098 | 10.2184
65770 | jul | 7.0667 | 2.7186 | 4.3481 | 10.5302
65771 | jul | 7.0541 | 2.7418 | 4.3122 | 9.5422
65772 | jul | 7.1707 | 2.7118 | 4.4589 | 10.7094
65773 | jul | 6.9354 | 2.9515 | 3.9839 | 8.8037
65774 | jul | 7.1579 | 2.9715 | 4.1863 | 10.9673
65775 | jul | 6.8839 | 3.1033 | 3.7806 | 8.5414
65777 | jul | 6.9253 | 3.0666 | 3.8587 | 8.4325
65778 | jul | 7.0301 | 3.1304 | 3.8997 | 8.4007
65779 | jul | 7.1476 | 3.0114 | 4.1362 | 11.062
65781 | jul | 7.0469 | 2.6362 | 4.4106 | 10.4229
65783 | jul | 7.0175 | 3.0286 | 3.9889 | 11.1166
65784 | jul | 6.9306 | 2.9971 | 3.9335 | 8.8435
65785 | jul | 7.1984 | 2.9553 | 4.243 | 11.1047
65786 | jul | 7.0577 | 3.1163 | 3.9414 | 11.6938
65787 | jul | 7.0623 | 3.1479 | 3.9144 | 11.9432
65788 | jul | 6.8678 | 3.1499 | 3.7179 | 8.7259
65789 | jul | 6.8413 | 3.1211 | 3.7203 | 8.6256
65790 | jul | 6.8979 | 3.054 | 3.8439 | 8.5691
65791 | jul | 6.9356 | 3.1188 | 3.8168 | 8.6896
65793 | jul | 6.8289 | 3.1317 | 3.6972 | 8.7278
65802 | jul | 7.0231 | 2.5752 | 4.4479 | 10.1229
65803 | jul | 7.0241 | 2.6161 | 4.408 | 10.1798
65804 | jul | 6.9989 | 2.6033 | 4.3955 | 9.9062
65806 | jul | 7.016 | 2.5835 | 4.4326 | 10.0507
65807 | jul | 7.0162 | 2.5702 | 4.446 | 10.0443
65809 | jul | 6.9901 | 2.6453 | 4.3448 | 9.8227
65810 | jul | 7.0084 | 2.5753 | 4.4331 | 9.9657
66002 | jul | 7.3396 | 3.5434 | 3.7961 | 14.6766
66006 | jul | 7.4438 | 3.2379 | 4.2058 | 15.1379
66007 | jul | 7.4153 | 4.0179 | 3.3975 | 12.5674
66008 | jul | 7.3277 | 3.3009 | 4.0268 | 15.7507
66010 | jul | 7.5381 | 3.1457 | 4.3924 | 15.0507
66012 | jul | 7.4116 | 3.7599 | 3.6516 | 13.2683
66013 | jul | 7.3456 | 3.1932 | 4.1525 | 14.544
66014 | jul | 7.5198 | 3.1587 | 4.3612 | 15.1026
66015 | jul | 7.5896 | 3.2085 | 4.3811 | 16.6049
66016 | jul | 7.3078 | 3.4754 | 3.8324 | 14.6611
66017 | jul | 7.3476 | 3.299 | 4.0486 | 15.8692
66018 | jul | 7.4214 | 3.5433 | 3.8781 | 13.9342
66020 | jul | 7.3584 | 3.8886 | 3.4698 | 13.1763
66021 | jul | 7.4117 | 3.3015 | 4.1102 | 14.6218
66023 | jul | 7.3445 | 3.275 | 4.0694 | 15.5861
66025 | jul | 7.4577 | 3.4278 | 4.0299 | 14.435
66026 | jul | 7.4871 | 3.1618 | 4.3253 | 14.8586
66027 | jul | 7.4001 | 4.2397 | 3.1604 | 12.2512
66030 | jul | 7.3921 | 3.3625 | 4.0297 | 14.4128
66031 | jul | 7.3744 | 3.3709 | 4.0035 | 14.2686
66032 | jul | 7.5144 | 3.1976 | 4.3168 | 15.9325
66033 | jul | 7.5076 | 3.1736 | 4.334 | 15.4084
66035 | jul | 7.3449 | 3.2653 | 4.0796 | 16.3839
66039 | jul | 7.5259 | 3.169 | 4.3569 | 15.6844
66040 | jul | 7.4763 | 3.1507 | 4.3256 | 14.6315
66041 | jul | 7.349 | 3.3256 | 4.0234 | 15.4999
66042 | jul | 7.4926 | 3.1666 | 4.3261 | 15.1747
66043 | jul | 7.4139 | 4.308 | 3.1059 | 11.8469
66044 | jul | 7.4102 | 3.4623 | 3.9479 | 14.3866
66045 | jul | 7.4296 | 3.3282 | 4.1013 | 14.8777
66046 | jul | 7.4521 | 3.3264 | 4.1258 | 14.8504
66047 | jul | 7.4059 | 3.239 | 4.1669 | 15.6209
66048 | jul | 7.3985 | 4.1281 | 3.2705 | 12.387
66049 | jul | 7.3901 | 3.2674 | 4.1227 | 15.475
66050 | jul | 7.3505 | 3.1942 | 4.1563 | 15.9934
66052 | jul | 7.4425 | 3.625 | 3.8175 | 13.7709
66053 | jul | 7.3834 | 3.1675 | 4.2159 | 14.5339
66054 | jul | 7.3427 | 3.6774 | 3.6652 | 13.6581
66056 | jul | 7.5358 | 3.1486 | 4.3873 | 14.6976
66058 | jul | 7.4002 | 3.2165 | 4.1837 | 16.1008
66060 | jul | 7.2995 | 3.3888 | 3.9108 | 14.8893
66061 | jul | 7.3743 | 3.4027 | 3.9716 | 14.0325
66062 | jul | 7.342 | 3.2438 | 4.0983 | 14.1622
66064 | jul | 7.481 | 3.1705 | 4.3105 | 14.9786
66066 | jul | 7.3253 | 3.3927 | 3.9326 | 14.7685
66067 | jul | 7.4871 | 3.1796 | 4.3076 | 15.4788
66070 | jul | 7.3138 | 3.2079 | 4.1059 | 15.6247
66071 | jul | 7.436 | 3.1905 | 4.2455 | 14.7405
66072 | jul | 7.5053 | 3.1623 | 4.343 | 15.0612
66073 | jul | 7.3517 | 3.2591 | 4.0926 | 15.3852
66075 | jul | 7.5121 | 3.1396 | 4.3725 | 14.4191
66076 | jul | 7.4476 | 3.2345 | 4.213 | 16.2415
66078 | jul | 7.5117 | 3.1825 | 4.3293 | 15.6686
66079 | jul | 7.485 | 3.1621 | 4.3229 | 15.1203
66080 | jul | 7.513 | 3.1964 | 4.3165 | 15.8175
66083 | jul | 7.3712 | 3.2436 | 4.1276 | 14.5342
66085 | jul | 7.3407 | 3.2197 | 4.121 | 14.6264
66086 | jul | 7.4187 | 3.7762 | 3.6425 | 13.3016
66087 | jul | 7.3132 | 3.2713 | 4.0419 | 15.915
66088 | jul | 7.3041 | 3.238 | 4.0661 | 15.5786
66090 | jul | 7.2931 | 3.2587 | 4.0343 | 15.8719
66091 | jul | 7.5359 | 3.2013 | 4.3346 | 16.1991
66092 | jul | 7.443 | 3.2192 | 4.2238 | 14.8701
66093 | jul | 7.5607 | 3.2216 | 4.3391 | 16.7641
66094 | jul | 7.3538 | 3.2605 | 4.0934 | 16.8138
66095 | jul | 7.4841 | 3.2328 | 4.2513 | 16.3011
66097 | jul | 7.3007 | 3.5723 | 3.7283 | 14.0986
66101 | jul | 7.4179 | 3.5063 | 3.9116 | 14.6263
66102 | jul | 7.4131 | 3.5664 | 3.8467 | 14.2491
66103 | jul | 7.4228 | 3.4581 | 3.9647 | 14.68
66104 | jul | 7.4002 | 3.6039 | 3.7963 | 14.2037
66105 | jul | 7.4301 | 3.4933 | 3.9368 | 14.6114
66106 | jul | 7.4119 | 3.5225 | 3.8894 | 14.1701
66109 | jul | 7.4046 | 3.8885 | 3.5161 | 13.1143
66111 | jul | 7.409 | 3.6655 | 3.7435 | 13.6157
66112 | jul | 7.4065 | 3.6683 | 3.7382 | 13.7276
66113 | jul | 7.4041 | 3.6442 | 3.76 | 13.5746
66115 | jul | 7.4056 | 3.5046 | 3.901 | 14.6869
66118 | jul | 7.4258 | 3.4842 | 3.9415 | 14.7346
66202 | jul | 7.3947 | 3.4275 | 3.9673 | 14.3804
66203 | jul | 7.3877 | 3.4386 | 3.9491 | 14.1305
66204 | jul | 7.3765 | 3.379 | 3.9975 | 14.3163
66205 | jul | 7.4047 | 3.4215 | 3.9832 | 14.6388
66206 | jul | 7.3674 | 3.3308 | 4.0367 | 14.7322
66207 | jul | 7.3632 | 3.3259 | 4.0373 | 14.5601
66208 | jul | 7.3877 | 3.3806 | 4.0071 | 14.6433
66209 | jul | 7.3417 | 3.2637 | 4.0781 | 14.6265
66210 | jul | 7.3365 | 3.2528 | 4.0837 | 14.1352
66211 | jul | 7.346 | 3.281 | 4.065 | 14.6011
66212 | jul | 7.3578 | 3.3214 | 4.0365 | 14.2873
66213 | jul | 7.333 | 3.2335 | 4.0995 | 14.1755
66214 | jul | 7.3562 | 3.3284 | 4.0279 | 14.0662
66215 | jul | 7.3483 | 3.3117 | 4.0366 | 13.8734
66216 | jul | 7.3792 | 3.4411 | 3.9381 | 13.8927
66217 | jul | 7.3828 | 3.4901 | 3.8928 | 13.7751
66218 | jul | 7.3862 | 3.5415 | 3.8447 | 13.6774
66219 | jul | 7.3552 | 3.362 | 3.9932 | 13.8101
66220 | jul | 7.3667 | 3.4355 | 3.9312 | 13.7773
66221 | jul | 7.3338 | 3.2224 | 4.1113 | 14.2302
66223 | jul | 7.3383 | 3.237 | 4.1014 | 14.4665
66224 | jul | 7.3427 | 3.2517 | 4.0909 | 14.6958
66226 | jul | 7.3964 | 3.6345 | 3.7619 | 13.5295
66227 | jul | 7.3813 | 3.5338 | 3.8475 | 13.7058
66401 | jul | 7.7011 | 3.0118 | 4.6894 | 18.2737
66402 | jul | 7.3805 | 3.0747 | 4.3059 | 17.872
66403 | jul | 7.6718 | 3.2573 | 4.4145 | 19.4408
66404 | jul | 7.647 | 3.1946 | 4.4524 | 19.4391
66406 | jul | 7.7146 | 3.3238 | 4.3909 | 19.5658
66407 | jul | 7.6547 | 3.0054 | 4.6494 | 18.5467
66408 | jul | 7.5395 | 3.0954 | 4.4441 | 19.2679
66409 | jul | 7.3185 | 3.1843 | 4.1342 | 17.2531
66411 | jul | 7.8574 | 3.3458 | 4.5115 | 20.5125
66412 | jul | 7.8751 | 3.3642 | 4.5109 | 20.7887
66413 | jul | 7.4179 | 3.095 | 4.323 | 17.6855
66414 | jul | 7.3779 | 3.1845 | 4.1934 | 17.7655
66415 | jul | 7.6372 | 3.165 | 4.4722 | 19.135
66416 | jul | 7.4673 | 3.0874 | 4.38 | 17.5596
66417 | jul | 7.6064 | 3.1182 | 4.4882 | 18.6608
66418 | jul | 7.4691 | 3.0081 | 4.4609 | 17.7401
66419 | jul | 7.3119 | 3.1121 | 4.1998 | 16.3558
66422 | jul | 7.5691 | 3.016 | 4.5532 | 18.1741
66423 | jul | 7.5356 | 2.9686 | 4.567 | 17.2244
66424 | jul | 7.3747 | 3.3015 | 4.0732 | 15.9619
66425 | jul | 7.45 | 3.1661 | 4.2839 | 17.8761
66427 | jul | 7.7686 | 3.2743 | 4.4943 | 19.7871
66428 | jul | 7.5092 | 3.1043 | 4.4048 | 18.1801
66429 | jul | 7.3041 | 3.0634 | 4.2407 | 16.4215
66431 | jul | 7.4741 | 2.9736 | 4.5005 | 17.2438
66432 | jul | 7.5813 | 3.0685 | 4.5128 | 18.2967
66434 | jul | 7.4175 | 3.2392 | 4.1783 | 17.305
66436 | jul | 7.4346 | 3.101 | 4.3336 | 17.0281
66438 | jul | 7.762 | 3.3394 | 4.4226 | 19.9417
66439 | jul | 7.4306 | 3.2498 | 4.1809 | 16.474
66440 | jul | 7.3092 | 3.0438 | 4.2654 | 16.7546
66441 | jul | 8.1149 | 3.4114 | 4.7036 | 21.3395
66442 | jul | 8.1386 | 3.555 | 4.5835 | 21.5561
66449 | jul | 8.1224 | 3.4661 | 4.6563 | 21.8044
66451 | jul | 7.4534 | 3.2028 | 4.2506 | 17.4657
66502 | jul | 7.9453 | 3.1985 | 4.7468 | 20.0205
66503 | jul | 8.0132 | 3.4063 | 4.6069 | 20.8061
66506 | jul | 7.9985 | 3.2649 | 4.7336 | 20.3802
66507 | jul | 7.51 | 2.9574 | 4.5526 | 17.6674
66508 | jul | 7.8296 | 3.364 | 4.4656 | 20.4366
66509 | jul | 7.3944 | 3.045 | 4.3494 | 17.1197
66510 | jul | 7.4755 | 3.2242 | 4.2513 | 17.0533
66512 | jul | 7.2913 | 3.0899 | 4.2014 | 16.2233
66514 | jul | 8.2304 | 3.5538 | 4.6766 | 22.3508
66515 | jul | 7.4289 | 3.1347 | 4.2942 | 18.3718
66516 | jul | 7.4678 | 3.1449 | 4.3229 | 17.3241
66517 | jul | 8.0627 | 3.5012 | 4.5615 | 20.9909
66518 | jul | 7.757 | 3.3743 | 4.3827 | 20.0006
66520 | jul | 7.893 | 3.3347 | 4.5583 | 20.3663
66521 | jul | 7.6384 | 3.0951 | 4.5433 | 18.7035
66522 | jul | 7.5187 | 3.1086 | 4.4101 | 18.9238
66523 | jul | 7.5155 | 3.1502 | 4.3652 | 17.8092
66524 | jul | 7.381 | 3.2166 | 4.1644 | 16.6459
66526 | jul | 7.6201 | 2.9606 | 4.6595 | 18.0706
66527 | jul | 7.4628 | 3.1919 | 4.2709 | 17.4331
66528 | jul | 7.4639 | 3.2309 | 4.233 | 16.9553
66531 | jul | 8.1221 | 3.5139 | 4.6082 | 21.6073
66532 | jul | 7.3641 | 3.286 | 4.0781 | 16.4691
66533 | jul | 7.4755 | 2.9856 | 4.4899 | 17.8701
66534 | jul | 7.4616 | 3.115 | 4.3466 | 18.5352
66535 | jul | 7.858 | 3.1068 | 4.7512 | 19.5882
66536 | jul | 7.5851 | 2.9871 | 4.5981 | 18.1916
66537 | jul | 7.4074 | 3.1656 | 4.2418 | 17.8913
66538 | jul | 7.5899 | 3.1254 | 4.4645 | 19.125
66539 | jul | 7.3932 | 3.0031 | 4.3902 | 17.7048
66540 | jul | 7.509 | 3.0624 | 4.4466 | 17.914
66541 | jul | 7.6752 | 3.3108 | 4.3643 | 19.4536
66542 | jul | 7.3045 | 3.104 | 4.2005 | 16.8333
66543 | jul | 7.4437 | 3.2245 | 4.2192 | 17.0279
66544 | jul | 7.6761 | 3.1966 | 4.4795 | 19.2929
66546 | jul | 7.3381 | 3.1669 | 4.1712 | 18.1084
66547 | jul | 7.7402 | 3.0387 | 4.7015 | 18.9788
66548 | jul | 7.9488 | 3.3742 | 4.5746 | 20.976
66549 | jul | 7.7813 | 3.1926 | 4.5887 | 19.4567
66550 | jul | 7.4717 | 3.1204 | 4.3512 | 17.7957
66552 | jul | 7.4483 | 3.1804 | 4.2678 | 16.7113
66554 | jul | 7.9972 | 3.4045 | 4.5927 | 21.1406
66603 | jul | 7.3107 | 3.0382 | 4.2725 | 17.4815
66604 | jul | 7.3239 | 3.0606 | 4.2633 | 17.8146
66605 | jul | 7.3011 | 3.0799 | 4.2212 | 17.4276
66606 | jul | 7.3227 | 3.0411 | 4.2817 | 17.7293
66607 | jul | 7.3003 | 3.0479 | 4.2524 | 17.3004
66608 | jul | 7.3087 | 3.0181 | 4.2906 | 17.3687
66609 | jul | 7.3086 | 3.1134 | 4.1952 | 17.6986
66610 | jul | 7.3774 | 3.0557 | 4.3217 | 17.8755
66611 | jul | 7.3166 | 3.0825 | 4.234 | 17.7563
66612 | jul | 7.3121 | 3.0566 | 4.2555 | 17.573
66614 | jul | 7.3701 | 3.0468 | 4.3232 | 17.8863
66615 | jul | 7.3959 | 3.0122 | 4.3836 | 17.8528
66616 | jul | 7.2964 | 3.0152 | 4.2812 | 17.1096
66617 | jul | 7.2924 | 3.0194 | 4.273 | 16.8579
66618 | jul | 7.3282 | 3.0202 | 4.3079 | 17.4459
66619 | jul | 7.3232 | 3.1459 | 4.1773 | 18.1012
66701 | jul | 7.5621 | 3.0107 | 4.5514 | 14.0311
66710 | jul | 7.8179 | 2.9445 | 4.8734 | 17.1265
66711 | jul | 7.5179 | 2.8159 | 4.702 | 13.2935
66712 | jul | 7.496 | 2.7385 | 4.7575 | 13.1786
66713 | jul | 7.4704 | 2.5965 | 4.8739 | 13.997
66714 | jul | 7.7834 | 3.0659 | 4.7175 | 17.4123
66716 | jul | 7.5497 | 3.108 | 4.4417 | 15.1025
66717 | jul | 7.7868 | 3.0729 | 4.7139 | 17.7308
66720 | jul | 7.6843 | 3.1095 | 4.5748 | 16.9049
66724 | jul | 7.5482 | 2.5748 | 4.9734 | 14.1871
66725 | jul | 7.5421 | 2.569 | 4.9731 | 14.3574
66728 | jul | 7.4252 | 2.4774 | 4.9478 | 13.5943
66732 | jul | 7.6034 | 3.0973 | 4.5061 | 15.8241
66733 | jul | 7.6246 | 3.0238 | 4.6008 | 16.0775
66734 | jul | 7.5197 | 2.8121 | 4.7076 | 13.8892
66735 | jul | 7.4862 | 2.6905 | 4.7957 | 13.1669
66736 | jul | 7.9074 | 2.9142 | 4.9932 | 17.9694
66738 | jul | 7.5525 | 3.1428 | 4.4097 | 14.3602
66739 | jul | 7.4151 | 2.4739 | 4.9412 | 13.4092
66740 | jul | 7.6828 | 2.9003 | 4.7825 | 16.0137
66743 | jul | 7.5392 | 2.7229 | 4.8162 | 14.1929
66746 | jul | 7.5588 | 2.8834 | 4.6754 | 14.6545
66748 | jul | 7.6431 | 3.1804 | 4.4627 | 16.8254
66749 | jul | 7.6275 | 3.2018 | 4.4257 | 16.8138
66751 | jul | 7.6077 | 3.1683 | 4.4394 | 16.2583
66753 | jul | 7.6153 | 2.6761 | 4.9392 | 14.9298
66754 | jul | 7.5638 | 3.1272 | 4.4366 | 14.7039
66755 | jul | 7.5792 | 3.1266 | 4.4526 | 15.7128
66756 | jul | 7.4778 | 2.7276 | 4.7502 | 12.8767
66757 | jul | 7.8432 | 2.8348 | 5.0084 | 16.78
66758 | jul | 7.6345 | 3.2108 | 4.4238 | 17.3637
66759 | jul | 7.942 | 2.9068 | 5.0352 | 18.315
66761 | jul | 7.6575 | 3.2041 | 4.4535 | 17.2811
66762 | jul | 7.4653 | 2.5887 | 4.8766 | 13.2358
66763 | jul | 7.4709 | 2.6392 | 4.8317 | 13.0994
66767 | jul | 7.526 | 3.1365 | 4.3895 | 14.3037
66769 | jul | 7.5766 | 3.0452 | 4.5313 | 14.6431
66770 | jul | 7.4206 | 2.4976 | 4.9229 | 13.6766
66771 | jul | 7.6322 | 2.839 | 4.7933 | 15.4871
66772 | jul | 7.6074 | 3.0689 | 4.5385 | 15.7655
66773 | jul | 7.5111 | 2.5097 | 5.0014 | 14.0393
66775 | jul | 7.615 | 2.9994 | 4.6157 | 15.502
66776 | jul | 7.7624 | 2.9003 | 4.8621 | 16.473
66777 | jul | 7.8506 | 3.1015 | 4.749 | 18.5543
66778 | jul | 7.5126 | 2.6868 | 4.8258 | 14.2621
66779 | jul | 7.5864 | 3.0001 | 4.5863 | 14.9904
66780 | jul | 7.5984 | 2.8742 | 4.7242 | 15.0859
66781 | jul | 7.4476 | 2.4988 | 4.9488 | 13.4791
66783 | jul | 7.7356 | 3.1658 | 4.5698 | 17.9027
66801 | jul | 7.7364 | 3.1885 | 4.5479 | 19.3146
66830 | jul | 7.5639 | 3.0825 | 4.4815 | 17.9738
66833 | jul | 7.6608 | 3.072 | 4.5888 | 18.1754
66834 | jul | 7.8134 | 3.1299 | 4.6835 | 19.1266
66835 | jul | 7.7615 | 3.1504 | 4.6111 | 19.1606
66838 | jul | 8.2016 | 3.2849 | 4.9167 | 22.4707
66839 | jul | 7.6316 | 3.2113 | 4.4203 | 17.9148
66840 | jul | 8.3259 | 3.1654 | 5.1606 | 23.6882
66842 | jul | 8.1531 | 3.1619 | 4.9913 | 22.2728
66843 | jul | 8.2215 | 3.208 | 5.0134 | 22.8612
66845 | jul | 8.0239 | 3.2142 | 4.8097 | 21.2249
66846 | jul | 7.8955 | 3.2041 | 4.6914 | 19.9903
66849 | jul | 7.9337 | 3.254 | 4.6797 | 20.1669
66850 | jul | 8.1732 | 3.2281 | 4.9451 | 22.4874
66851 | jul | 8.388 | 3.1659 | 5.2221 | 24.4579
66852 | jul | 7.7083 | 3.1947 | 4.5136 | 18.4003
66853 | jul | 7.8956 | 3.1576 | 4.7381 | 19.9188
66854 | jul | 7.7153 | 3.2077 | 4.5076 | 18.9381
66856 | jul | 7.5649 | 3.1999 | 4.365 | 17.8013
66857 | jul | 7.614 | 3.2146 | 4.3994 | 17.4267
66858 | jul | 8.3516 | 3.2451 | 5.1065 | 23.7584
66859 | jul | 8.3871 | 3.2719 | 5.1151 | 23.9333
66860 | jul | 7.8079 | 3.1972 | 4.6107 | 19.5686
66861 | jul | 8.4536 | 3.1838 | 5.2698 | 24.7587
66862 | jul | 8.0218 | 3.1967 | 4.8251 | 21.2345
66864 | jul | 7.6711 | 3.1944 | 4.4767 | 18.6498
66865 | jul | 7.8236 | 3.2189 | 4.6048 | 19.9208
66866 | jul | 8.5869 | 3.096 | 5.4908 | 26.1103
66868 | jul | 7.5596 | 3.1165 | 4.4431 | 17.9993
66869 | jul | 8.0237 | 3.2262 | 4.7975 | 21.1914
66870 | jul | 7.8803 | 3.113 | 4.7673 | 19.1493
66871 | jul | 7.5311 | 3.2232 | 4.3079 | 17.101
66872 | jul | 8.1469 | 3.3779 | 4.769 | 21.7379
66873 | jul | 8.0409 | 3.2733 | 4.7675 | 21.2504
66901 | jul | 8.5508 | 3.1912 | 5.3596 | 27.482
66930 | jul | 8.3202 | 3.2073 | 5.1129 | 24.7436
66932 | jul | 8.6336 | 3.0103 | 5.6232 | 31.1704
66933 | jul | 7.9703 | 3.3768 | 4.5936 | 21.4621
66935 | jul | 8.2951 | 3.1512 | 5.1439 | 25.5285
66936 | jul | 8.3723 | 3.2269 | 5.1454 | 28.1248
66937 | jul | 8.2975 | 3.291 | 5.0066 | 24.2055
66938 | jul | 8.3964 | 3.2612 | 5.1352 | 25.3923
66939 | jul | 8.4436 | 3.1475 | 5.2961 | 27.1542
66940 | jul | 8.2538 | 3.1778 | 5.076 | 24.4718
66941 | jul | 8.5831 | 3.1689 | 5.4142 | 29.5776
66942 | jul | 8.4642 | 3.1618 | 5.3024 | 27.6156
66943 | jul | 8.0211 | 3.3593 | 4.6617 | 21.9986
66944 | jul | 8.1256 | 3.1979 | 4.9277 | 23.3446
66945 | jul | 7.8881 | 3.341 | 4.5471 | 21.0958
66946 | jul | 7.8893 | 3.2825 | 4.6068 | 21.2456
66948 | jul | 8.543 | 3.1465 | 5.3966 | 27.9284
66949 | jul | 8.5485 | 3.1623 | 5.3862 | 28.3375
66951 | jul | 8.6687 | 2.9632 | 5.7055 | 31.7137
66952 | jul | 8.4421 | 3.1786 | 5.2635 | 29.2657
66953 | jul | 8.1237 | 3.3066 | 4.8171 | 22.7911
66955 | jul | 8.0441 | 3.1533 | 4.8908 | 23.028
66956 | jul | 8.4702 | 3.1848 | 5.2854 | 28.3322
66958 | jul | 8.0417 | 3.2108 | 4.831 | 22.5083
66959 | jul | 8.1807 | 3.1382 | 5.0425 | 24.6128
66960 | jul | 8.0928 | 3.142 | 4.9507 | 23.8228
66961 | jul | 8.4931 | 3.1443 | 5.3488 | 27.5024
66962 | jul | 8.1753 | 3.3493 | 4.826 | 23.0747
66963 | jul | 8.6054 | 3.1632 | 5.4421 | 28.9105
66964 | jul | 8.2968 | 3.1507 | 5.1462 | 26.1833
66966 | jul | 8.3904 | 3.1376 | 5.2528 | 26.6025
66967 | jul | 8.4715 | 3.067 | 5.4045 | 30.1351
66968 | jul | 7.9867 | 3.2736 | 4.7132 | 21.8445
66970 | jul | 8.3387 | 3.1649 | 5.1739 | 26.8801
67001 | jul | 9.089 | 2.7341 | 6.3549 | 31.4705
67002 | jul | 8.7312 | 3.2117 | 5.5195 | 27.1548
67003 | jul | 9.4326 | 2.9226 | 6.51 | 34.492
67004 | jul | 9.2253 | 2.9693 | 6.256 | 32.7322
67005 | jul | 8.8326 | 2.9901 | 5.8425 | 27.4182
67008 | jul | 8.445 | 3.1087 | 5.3362 | 24.2303
67009 | jul | 9.3875 | 2.8005 | 6.587 | 35.0643
67010 | jul | 8.5806 | 3.2003 | 5.3803 | 25.8221
67013 | jul | 8.9635 | 3.1624 | 5.801 | 29.5638
67016 | jul | 8.9544 | 2.7603 | 6.1941 | 30.3818
67017 | jul | 8.699 | 3.1405 | 5.5585 | 26.8893
67018 | jul | 9.3382 | 2.9961 | 6.3421 | 33.6463
67019 | jul | 8.5212 | 3.0514 | 5.4697 | 24.6991
67020 | jul | 9.025 | 2.7506 | 6.2745 | 30.9469
67021 | jul | 9.4308 | 2.6552 | 6.7756 | 37.7059
67022 | jul | 9.2659 | 3.0544 | 6.2116 | 32.485
67023 | jul | 8.3437 | 2.9951 | 5.3486 | 23.2269
67024 | jul | 8.3517 | 2.7929 | 5.5588 | 22.5279
67025 | jul | 9.1577 | 2.7894 | 6.3684 | 32.4447
67026 | jul | 9.025 | 2.9511 | 6.0739 | 30.9217
67028 | jul | 9.4532 | 2.5899 | 6.8632 | 38.0385
67029 | jul | 9.7276 | 2.546 | 7.1815 | 40.822
67030 | jul | 9.0218 | 2.7341 | 6.2877 | 30.9341
67031 | jul | 9.1519 | 2.9574 | 6.1946 | 32.0043
67035 | jul | 9.3099 | 2.6889 | 6.621 | 35.3505
67036 | jul | 9.2667 | 2.9427 | 6.324 | 33.4485
67037 | jul | 8.8611 | 3.2816 | 5.5794 | 28.5011
67038 | jul | 8.5101 | 2.9167 | 5.5933 | 24.4351
67039 | jul | 8.6163 | 3.1995 | 5.4168 | 26.1527
67042 | jul | 8.3158 | 3.1399 | 5.176 | 23.4978
67045 | jul | 8.0479 | 3.126 | 4.9219 | 20.8261
67047 | jul | 7.9431 | 2.9681 | 4.9751 | 19.0461
67049 | jul | 9.2871 | 2.9713 | 6.3158 | 33.4592
67050 | jul | 9.1255 | 2.7723 | 6.3532 | 31.9185
67051 | jul | 8.9913 | 3.0658 | 5.9256 | 29.1499
67052 | jul | 9.079 | 2.7892 | 6.2898 | 31.3764
67053 | jul | 8.7539 | 2.9648 | 5.7892 | 27.9238
67054 | jul | 9.5878 | 2.6469 | 6.9409 | 40.6918
67055 | jul | 8.7984 | 3.1031 | 5.6953 | 28.0435
67056 | jul | 8.9097 | 2.7993 | 6.1103 | 29.9446
67057 | jul | 9.6082 | 2.5895 | 7.0186 | 37.804
67058 | jul | 9.3153 | 2.8825 | 6.4328 | 34.0369
67059 | jul | 9.5322 | 2.602 | 6.9302 | 39.4944
67060 | jul | 8.9211 | 3.0829 | 5.8382 | 29.8302
67061 | jul | 9.4845 | 2.7517 | 6.7328 | 36.0005
67062 | jul | 8.8003 | 2.8827 | 5.9176 | 28.8642
67063 | jul | 8.6546 | 3.0777 | 5.5768 | 26.7558
67065 | jul | 9.3159 | 2.6428 | 6.6731 | 36.0686
67066 | jul | 9.3607 | 2.659 | 6.7018 | 36.8523
67067 | jul | 8.8363 | 3.0137 | 5.8226 | 28.7359
67068 | jul | 9.2537 | 2.7685 | 6.4851 | 33.8687
67070 | jul | 9.589 | 2.709 | 6.88 | 36.6002
67071 | jul | 9.5813 | 2.5481 | 7.0331 | 38.8934
67072 | jul | 8.2653 | 3.075 | 5.1903 | 22.6253
67073 | jul | 8.6915 | 3.0541 | 5.6374 | 27.2116
67074 | jul | 8.3301 | 3.1183 | 5.2119 | 23.374
67101 | jul | 8.9393 | 2.7361 | 6.2032 | 30.4764
67102 | jul | 8.6162 | 2.904 | 5.7122 | 25.2966
67103 | jul | 9.1535 | 3.0441 | 6.1094 | 31.6219
67104 | jul | 9.4697 | 2.6111 | 6.8586 | 36.9623
67105 | jul | 9.2131 | 3.0181 | 6.195 | 32.2603
67106 | jul | 9.1892 | 2.8791 | 6.3101 | 32.6726
67107 | jul | 8.8924 | 2.8501 | 6.0424 | 29.4137
67108 | jul | 9.089 | 2.7345 | 6.3545 | 31.557
67109 | jul | 9.6586 | 2.6134 | 7.0452 | 41.4576
67110 | jul | 8.8884 | 3.23 | 5.6584 | 28.7034
67111 | jul | 9.2269 | 2.7795 | 6.4474 | 33.4982
67112 | jul | 9.323 | 2.6898 | 6.6332 | 35.5583
67114 | jul | 8.7278 | 2.9694 | 5.7584 | 27.864
67117 | jul | 8.7473 | 2.9243 | 5.8231 | 28.3268
67118 | jul | 9.2243 | 2.8628 | 6.3615 | 33.3608
67119 | jul | 8.9351 | 3.1278 | 5.8073 | 28.9204
67120 | jul | 8.9615 | 3.0922 | 5.8692 | 30.0244
67122 | jul | 8.1477 | 3.041 | 5.1068 | 21.2381
67123 | jul | 8.5379 | 3.1391 | 5.3988 | 25.4435
67124 | jul | 9.4041 | 2.6293 | 6.7748 | 37.2672
67127 | jul | 9.8336 | 2.5575 | 7.2761 | 42.6208
67131 | jul | 8.6212 | 3.1661 | 5.4551 | 26.1749
67132 | jul | 8.1892 | 3.1106 | 5.0786 | 22.168
67133 | jul | 8.7447 | 3.2651 | 5.4796 | 27.2694
67134 | jul | 9.3885 | 2.6071 | 6.7814 | 36.9014
67135 | jul | 8.9017 | 2.8048 | 6.0969 | 29.8623
67137 | jul | 8.0481 | 3.0247 | 5.0235 | 20.0697
67138 | jul | 9.3995 | 2.7058 | 6.6937 | 35.867
67140 | jul | 9.0863 | 3.0892 | 5.9971 | 30.4969
67142 | jul | 9.31 | 2.779 | 6.5311 | 34.5716
67143 | jul | 9.4849 | 2.564 | 6.9209 | 38.4108
67144 | jul | 8.5919 | 3.1686 | 5.4233 | 25.861
67146 | jul | 8.8091 | 3.1989 | 5.6102 | 27.81
67147 | jul | 8.8137 | 2.9348 | 5.8789 | 28.7612
67149 | jul | 9.124 | 2.8609 | 6.2631 | 31.8242
67150 | jul | 9.493 | 2.8449 | 6.6482 | 35.3112
67151 | jul | 8.7087 | 3.0167 | 5.692 | 27.2874
67152 | jul | 9.0533 | 3.1013 | 5.952 | 30.5323
67154 | jul | 8.6488 | 3.0861 | 5.5627 | 26.6443
67155 | jul | 9.5904 | 2.5485 | 7.0418 | 39.7775
67156 | jul | 8.7408 | 3.0858 | 5.6551 | 26.8425
67159 | jul | 9.3065 | 2.7425 | 6.564 | 35.0302
67202 | jul | 8.8851 | 2.9862 | 5.8989 | 29.5316
67203 | jul | 8.8879 | 2.8936 | 5.9942 | 29.8265
67204 | jul | 8.8741 | 2.8394 | 6.0347 | 29.7125
67205 | jul | 8.9065 | 2.7481 | 6.1585 | 30.3207
67206 | jul | 8.8441 | 3.161 | 5.6831 | 28.427
67207 | jul | 8.8497 | 3.2089 | 5.6407 | 28.4534
67208 | jul | 8.8727 | 3.0828 | 5.7899 | 28.9875
67209 | jul | 8.9288 | 2.8332 | 6.0956 | 30.4382
67210 | jul | 8.862 | 3.2246 | 5.6374 | 28.6394
67211 | jul | 8.8848 | 3.0501 | 5.8347 | 29.3713
67212 | jul | 8.925 | 2.7863 | 6.1387 | 30.444
67213 | jul | 8.8929 | 2.9446 | 5.9483 | 29.8295
67214 | jul | 8.8795 | 2.9963 | 5.8832 | 29.366
67215 | jul | 8.9288 | 2.9016 | 6.0272 | 30.3828
67216 | jul | 8.8934 | 3.1359 | 5.7575 | 29.361
67217 | jul | 8.8998 | 3.023 | 5.8768 | 29.8067
67218 | jul | 8.8781 | 3.1367 | 5.7415 | 28.9943
67219 | jul | 8.8629 | 2.9368 | 5.9262 | 29.2691
67220 | jul | 8.8613 | 3.0228 | 5.8385 | 28.9432
67221 | jul | 8.8813 | 3.2372 | 5.6442 | 28.8358
67223 | jul | 8.9888 | 2.7354 | 6.2534 | 30.8244
67226 | jul | 8.8209 | 3.0962 | 5.7247 | 28.2934
67227 | jul | 9.0023 | 2.8445 | 6.1578 | 30.8816
67228 | jul | 8.7752 | 3.1289 | 5.6463 | 27.7435
67230 | jul | 8.793 | 3.2005 | 5.5924 | 27.8328
67232 | jul | 8.7986 | 3.2482 | 5.5504 | 27.855
67235 | jul | 8.9973 | 2.7861 | 6.2112 | 30.8627
67301 | jul | 7.9571 | 2.6157 | 5.3414 | 17.3921
67330 | jul | 7.7272 | 2.7202 | 5.007 | 15.8715
67332 | jul | 7.6822 | 2.7281 | 4.9541 | 15.6301
67333 | jul | 8.0769 | 2.502 | 5.5749 | 19.3905
67335 | jul | 7.8306 | 2.6997 | 5.1309 | 16.4467
67336 | jul | 7.6316 | 2.7173 | 4.9143 | 15.1341
67337 | jul | 7.8966 | 2.6033 | 5.2933 | 17.3008
67341 | jul | 7.7899 | 2.7866 | 5.0033 | 16.1846
67342 | jul | 7.7459 | 2.7096 | 5.0363 | 16.019
67344 | jul | 8.0221 | 2.6984 | 5.3236 | 18.2584
67345 | jul | 8.1507 | 2.8164 | 5.3344 | 20.237
67346 | jul | 8.254 | 2.9477 | 5.3063 | 21.6914
67347 | jul | 8.0798 | 2.5248 | 5.5551 | 19.2588
67349 | jul | 8.1077 | 2.9234 | 5.1843 | 20.1741
67351 | jul | 7.8671 | 2.612 | 5.2551 | 16.8656
67352 | jul | 8.0664 | 2.818 | 5.2484 | 19.1625
67353 | jul | 8.2239 | 2.8603 | 5.3637 | 21.0507
67354 | jul | 7.8091 | 2.7043 | 5.1048 | 16.2353
67355 | jul | 8.1462 | 2.4806 | 5.6656 | 20.2181
67356 | jul | 7.6604 | 2.7049 | 4.9555 | 15.3774
67357 | jul | 7.6902 | 2.7717 | 4.9185 | 15.6835
67360 | jul | 8.1937 | 2.4946 | 5.6991 | 20.7272
67361 | jul | 8.1833 | 2.6244 | 5.5589 | 20.3888
67401 | jul | 8.8765 | 3.1356 | 5.7409 | 28.8017
67410 | jul | 8.5473 | 3.3798 | 5.1674 | 25.4826
67416 | jul | 8.8979 | 3.0575 | 5.8405 | 28.5905
67417 | jul | 8.5313 | 3.2533 | 5.278 | 26.6913
67418 | jul | 8.864 | 3.1109 | 5.753 | 30.618
67420 | jul | 8.7676 | 3.1377 | 5.6299 | 30.011
67422 | jul | 8.7926 | 3.2659 | 5.5267 | 28.5916
67423 | jul | 8.9245 | 3.0516 | 5.873 | 30.7296
67425 | jul | 8.9658 | 2.9786 | 5.9873 | 30.6237
67427 | jul | 9.1549 | 2.847 | 6.3079 | 33.2322
67428 | jul | 8.7721 | 2.9934 | 5.7787 | 27.936
67430 | jul | 8.7436 | 3.1297 | 5.6139 | 30.3512
67431 | jul | 8.3785 | 3.4842 | 4.8943 | 23.7105
67432 | jul | 8.3398 | 3.4191 | 4.9207 | 24.2522
67436 | jul | 8.7207 | 3.2633 | 5.4575 | 28.8169
67437 | jul | 8.7709 | 3.0997 | 5.6713 | 31.0435
67438 | jul | 8.6312 | 3.1318 | 5.4993 | 26.6177
67439 | jul | 9.0305 | 2.8844 | 6.146 | 31.6477
67441 | jul | 8.4783 | 3.4104 | 5.0679 | 24.6601
67442 | jul | 8.9683 | 2.9496 | 6.0187 | 30.2021
67443 | jul | 8.848 | 2.9432 | 5.9048 | 28.7124
67444 | jul | 9.1021 | 2.8182 | 6.2839 | 32.176
67445 | jul | 8.7182 | 3.1922 | 5.5259 | 29.2129
67446 | jul | 8.7611 | 3.1269 | 5.6343 | 30.3337
67447 | jul | 8.1384 | 3.4188 | 4.7195 | 22.4508
67448 | jul | 8.7348 | 3.1396 | 5.5953 | 27.3356
67449 | jul | 8.2724 | 3.3395 | 4.9328 | 23.0296
67450 | jul | 9.0989 | 2.8923 | 6.2066 | 32.8865
67451 | jul | 8.5086 | 3.3025 | 5.2061 | 25.0398
67452 | jul | 8.8454 | 3.0791 | 5.7662 | 31.0984
67454 | jul | 9.0458 | 2.857 | 6.1888 | 31.5903
67455 | jul | 8.9209 | 3.0355 | 5.8854 | 31.0349
67456 | jul | 8.9171 | 2.9879 | 5.9291 | 29.3418
67457 | jul | 9.0813 | 2.8053 | 6.2761 | 31.6355
67458 | jul | 8.4834 | 3.4103 | 5.0731 | 25.4478
67459 | jul | 9.0717 | 2.8534 | 6.2183 | 32.4684
67460 | jul | 8.9602 | 2.866 | 6.0943 | 29.9446
67464 | jul | 9.026 | 2.8823 | 6.1437 | 30.7272
67466 | jul | 8.533 | 3.3158 | 5.2173 | 26.6058
67467 | jul | 8.7367 | 3.2891 | 5.4476 | 28.4935
67468 | jul | 8.3681 | 3.3486 | 5.0195 | 24.6457
67470 | jul | 8.7807 | 3.2337 | 5.547 | 27.9704
67473 | jul | 8.852 | 3.0522 | 5.7997 | 31.9294
67474 | jul | 8.7758 | 3.0624 | 5.7134 | 31.5738
67475 | jul | 8.4516 | 3.2631 | 5.1885 | 24.5729
67476 | jul | 8.7889 | 3.0212 | 5.7677 | 27.9681
67478 | jul | 8.7672 | 3.168 | 5.5992 | 29.6976
67480 | jul | 8.6874 | 3.3032 | 5.3842 | 27.04
67481 | jul | 8.9693 | 3.0187 | 5.9506 | 31.6145
67482 | jul | 8.5425 | 3.39 | 5.1525 | 25.7173
67483 | jul | 8.568 | 3.1959 | 5.3721 | 25.8668
67484 | jul | 8.9073 | 3.1576 | 5.7497 | 29.9303
67485 | jul | 8.8277 | 3.0914 | 5.7363 | 31.0146
67487 | jul | 8.3364 | 3.4935 | 4.8429 | 23.7988
67490 | jul | 9.0319 | 2.9387 | 6.0932 | 32.3428
67491 | jul | 9.0432 | 2.8127 | 6.2306 | 31.1098
67492 | jul | 8.3207 | 3.4292 | 4.8915 | 23.3904
67501 | jul | 9.1516 | 2.728 | 6.4235 | 32.5192
67502 | jul | 9.115 | 2.7396 | 6.3754 | 31.9842
67505 | jul | 9.1549 | 2.7282 | 6.4268 | 32.4053
67510 | jul | 9.1819 | 2.7281 | 6.4538 | 33.8399
67511 | jul | 9.2875 | 2.9518 | 6.3357 | 36.1802
67512 | jul | 9.182 | 2.7644 | 6.4176 | 33.7111
67513 | jul | 9.3475 | 2.8923 | 6.4552 | 39.1184
67514 | jul | 9.2179 | 2.7224 | 6.4955 | 34.0555
67515 | jul | 9.2641 | 2.8284 | 6.4357 | 39.5847
67516 | jul | 9.3523 | 2.8584 | 6.4939 | 39.6845
67518 | jul | 9.3241 | 2.8048 | 6.5193 | 40.6621
67519 | jul | 9.482 | 2.6939 | 6.7882 | 38.4962
67520 | jul | 9.2604 | 2.9773 | 6.2831 | 37.0993
67521 | jul | 9.2208 | 2.8795 | 6.3413 | 38.7284
67522 | jul | 9.026 | 2.7509 | 6.275 | 31.0507
67523 | jul | 9.4593 | 2.8373 | 6.622 | 39.9538
67524 | jul | 9.1855 | 2.8098 | 6.3756 | 33.3994
67525 | jul | 9.1439 | 2.9071 | 6.2368 | 33.6204
67526 | jul | 9.2065 | 2.8338 | 6.3727 | 34.3862
67529 | jul | 9.4762 | 2.7548 | 6.7214 | 39.023
67530 | jul | 9.2639 | 2.8869 | 6.3769 | 35.5345
67543 | jul | 9.1355 | 2.7311 | 6.4044 | 32.1139
67544 | jul | 9.1595 | 2.9655 | 6.194 | 34.5829
67545 | jul | 9.2726 | 2.7771 | 6.4954 | 35.1054
67546 | jul | 9.0386 | 2.7675 | 6.271 | 31.0889
67547 | jul | 9.5475 | 2.7224 | 6.8252 | 40.4152
67548 | jul | 9.2796 | 2.9518 | 6.3278 | 38.0463
67550 | jul | 9.39 | 2.8338 | 6.5562 | 38.183
67552 | jul | 9.4967 | 2.6895 | 6.8072 | 39.3701
67553 | jul | 9.2069 | 2.9881 | 6.2187 | 37.071
67554 | jul | 9.1478 | 2.7782 | 6.3696 | 32.5765
67556 | jul | 9.2455 | 2.9421 | 6.3034 | 38.1697
67557 | jul | 9.384 | 2.6904 | 6.6936 | 37.4396
67559 | jul | 9.3258 | 2.9118 | 6.414 | 38.7292
67560 | jul | 9.4376 | 2.802 | 6.6356 | 41.0823
67561 | jul | 9.1864 | 2.7366 | 6.4499 | 33.0651
67563 | jul | 9.6214 | 2.7115 | 6.9099 | 41.3037
67564 | jul | 9.2175 | 2.9681 | 6.2494 | 35.5075
67565 | jul | 9.2544 | 2.9789 | 6.2755 | 36.4057
67566 | jul | 9.1925 | 2.7248 | 6.4677 | 33.4903
67567 | jul | 9.3148 | 2.9042 | 6.4105 | 36.5849
67568 | jul | 9.2061 | 2.7273 | 6.4788 | 34.2503
67570 | jul | 9.1758 | 2.7366 | 6.4391 | 33.2031
67572 | jul | 9.2452 | 2.8392 | 6.406 | 39.1683
67573 | jul | 9.1963 | 2.7768 | 6.4195 | 34.0889
67574 | jul | 9.4205 | 2.8593 | 6.5611 | 39.2421
67575 | jul | 9.3026 | 2.9449 | 6.3577 | 37.7991
67576 | jul | 9.3399 | 2.7537 | 6.5862 | 36.1967
67578 | jul | 9.332 | 2.7054 | 6.6265 | 35.7383
67579 | jul | 9.1815 | 2.7507 | 6.4309 | 33.3824
67581 | jul | 9.2401 | 2.731 | 6.5091 | 34.63
67583 | jul | 9.3026 | 2.6937 | 6.6089 | 35.3162
67584 | jul | 9.2283 | 2.822 | 6.4063 | 39.66
67601 | jul | 9.0907 | 2.9808 | 6.1098 | 36.6943
67621 | jul | 8.5993 | 2.9208 | 5.6785 | 31.7707
67622 | jul | 8.665 | 2.739 | 5.9261 | 33.8848
67623 | jul | 8.8557 | 2.9898 | 5.8659 | 32.6746
67625 | jul | 8.8418 | 2.7775 | 6.0643 | 35.0228
67626 | jul | 9.0623 | 3.0002 | 6.0621 | 32.9621
67627 | jul | 8.9751 | 2.9824 | 5.9928 | 34.8848
67628 | jul | 8.7303 | 2.9991 | 5.7312 | 31.7653
67629 | jul | 8.6897 | 3.0048 | 5.6849 | 34.5733
67631 | jul | 9.0368 | 2.8422 | 6.1947 | 37.4374
67632 | jul | 8.8945 | 2.8131 | 6.0813 | 35.0771
67634 | jul | 9.075 | 2.9755 | 6.0995 | 32.7084
67635 | jul | 8.6813 | 3.1029 | 5.5784 | 34.7514
67637 | jul | 9.0166 | 2.9212 | 6.0954 | 36.3413
67638 | jul | 8.6998 | 3.0547 | 5.6451 | 31.225
67639 | jul | 8.8489 | 2.8566 | 5.9923 | 33.5054
67640 | jul | 9.057 | 3.013 | 6.044 | 34.6036
67642 | jul | 8.8452 | 2.8152 | 6.03 | 35.3402
67643 | jul | 8.675 | 3.0654 | 5.6096 | 34.6193
67644 | jul | 8.8005 | 2.9181 | 5.8823 | 32.8175
67645 | jul | 8.7215 | 2.8146 | 5.9069 | 34.6272
67646 | jul | 8.7919 | 2.7636 | 6.0282 | 34.245
67647 | jul | 8.6292 | 2.8002 | 5.829 | 32.9513
67648 | jul | 8.9911 | 3.0231 | 5.968 | 32.1744
67649 | jul | 8.9897 | 3.0277 | 5.9619 | 32.4735
67650 | jul | 8.8331 | 2.8947 | 5.9384 | 35.5472
67651 | jul | 8.9185 | 3.0168 | 5.9017 | 32.9889
67653 | jul | 8.6471 | 3.0368 | 5.6103 | 34.3594
67654 | jul | 8.6571 | 2.8715 | 5.7856 | 34.2941
67656 | jul | 9.065 | 2.8615 | 6.2035 | 37.0333
67657 | jul | 8.9271 | 2.8371 | 6.09 | 35.2671
67658 | jul | 8.9919 | 3.0173 | 5.9746 | 33.5989
67659 | jul | 8.773 | 2.8331 | 5.9399 | 35.1977
67660 | jul | 9.1463 | 3.0055 | 6.1408 | 35.816
67661 | jul | 8.6851 | 2.8533 | 5.8318 | 32.7308
67663 | jul | 8.9213 | 2.9189 | 6.0024 | 34.8074
67664 | jul | 8.6919 | 2.7638 | 5.928 | 33.665
67665 | jul | 9.0806 | 3.012 | 6.0686 | 33.7592
67669 | jul | 8.8962 | 2.8473 | 6.0489 | 34.3881
67671 | jul | 9.0633 | 3.0063 | 6.057 | 35.4244
67672 | jul | 9.0526 | 2.8309 | 6.2217 | 37.13
67673 | jul | 8.9897 | 3.0299 | 5.9598 | 32.7568
67675 | jul | 8.8824 | 2.9432 | 5.9392 | 33.3257
67701 | jul | 8.6508 | 2.8068 | 5.844 | 37.0978
67730 | jul | 8.5461 | 2.9094 | 5.6367 | 35.8584
67731 | jul | 8.4689 | 2.5846 | 5.8843 | 37.6524
67732 | jul | 8.6192 | 2.6525 | 5.9667 | 37.7339
67733 | jul | 8.5677 | 2.5618 | 6.0059 | 38.1602
67734 | jul | 8.6333 | 2.9307 | 5.7027 | 36.2454
67735 | jul | 8.5319 | 2.3705 | 6.1615 | 39.0632
67736 | jul | 9.0906 | 2.8362 | 6.2544 | 38.8065
67737 | jul | 8.9246 | 2.9015 | 6.0231 | 37.2603
67738 | jul | 8.9601 | 2.8333 | 6.1268 | 38.4332
67739 | jul | 8.5196 | 3.0226 | 5.4969 | 35.0582
67740 | jul | 8.8024 | 2.955 | 5.8474 | 36.219
67741 | jul | 8.5658 | 2.1976 | 6.3682 | 40.2367
67743 | jul | 8.6358 | 2.7337 | 5.9022 | 37.3626
67744 | jul | 8.5163 | 2.9536 | 5.5627 | 35.4093
67745 | jul | 8.4804 | 2.7241 | 5.7562 | 36.7151
67748 | jul | 8.9089 | 2.7925 | 6.1164 | 38.5479
67749 | jul | 8.6008 | 3.1276 | 5.4732 | 34.4817
67751 | jul | 8.9985 | 2.881 | 6.1175 | 37.4594
67752 | jul | 9.0576 | 2.8519 | 6.2058 | 38.0536
67753 | jul | 8.684 | 2.9591 | 5.7248 | 36.2216
67756 | jul | 8.5173 | 2.4137 | 6.1035 | 38.9809
67757 | jul | 8.7248 | 3.0518 | 5.6729 | 35.3396
67758 | jul | 8.7975 | 2.2995 | 6.498 | 41.2438
67761 | jul | 8.8628 | 2.4169 | 6.4459 | 40.8088
67762 | jul | 8.8156 | 2.2025 | 6.6131 | 42.1641
67764 | jul | 8.8827 | 2.6094 | 6.2733 | 39.7764
67801 | jul | 9.7606 | 2.7485 | 7.0121 | 43.6597
67831 | jul | 9.9697 | 2.5031 | 7.4666 | 44.5371
67834 | jul | 9.6747 | 2.6489 | 7.0259 | 42.1229
67835 | jul | 9.6387 | 2.7591 | 6.8796 | 43.6324
67837 | jul | 9.7896 | 2.7294 | 7.0602 | 45.9487
67838 | jul | 9.4432 | 2.4278 | 7.0153 | 44.9485
67839 | jul | 9.2761 | 2.7878 | 6.4883 | 40.7939
67840 | jul | 9.9654 | 2.5265 | 7.4389 | 45.8792
67841 | jul | 9.7837 | 2.7449 | 7.0388 | 44.7186
67842 | jul | 9.7292 | 2.6713 | 7.0579 | 42.7969
67844 | jul | 9.8755 | 2.6687 | 7.2069 | 45.5346
67846 | jul | 9.5761 | 2.6533 | 6.9228 | 44.5724
67849 | jul | 9.5702 | 2.7643 | 6.8059 | 41.5494
67850 | jul | 9.212 | 2.7601 | 6.452 | 40.7588
67851 | jul | 9.5335 | 2.5188 | 7.0147 | 45.1489
67853 | jul | 9.7171 | 2.7427 | 6.9745 | 44.706
67854 | jul | 9.6202 | 2.7492 | 6.871 | 42.7758
67855 | jul | 9.7032 | 2.2309 | 7.4723 | 49.1781
67857 | jul | 9.5058 | 2.2077 | 7.2981 | 46.6796
67859 | jul | 9.9903 | 2.7324 | 7.2579 | 48.1755
67860 | jul | 9.5538 | 2.3219 | 7.2319 | 46.6655
67861 | jul | 9.1343 | 2.4277 | 6.7065 | 42.6938
67862 | jul | 9.6678 | 2.1751 | 7.4927 | 49.4836
67863 | jul | 9.1998 | 2.5627 | 6.6371 | 42.2829
67864 | jul | 9.9404 | 2.6573 | 7.2831 | 46.6199
67865 | jul | 9.8085 | 2.6118 | 7.1967 | 43.7924
67867 | jul | 9.7871 | 2.7451 | 7.0421 | 45.417
67868 | jul | 9.7488 | 2.7038 | 7.045 | 45.5971
67869 | jul | 9.8935 | 2.7312 | 7.1623 | 46.8612
67870 | jul | 9.8607 | 2.6209 | 7.2399 | 47.7501
67871 | jul | 9.1741 | 2.6876 | 6.4865 | 41.0879
67876 | jul | 9.6772 | 2.7198 | 6.9574 | 42.1445
67877 | jul | 9.7927 | 2.6724 | 7.1203 | 46.7839
67878 | jul | 9.4983 | 2.1147 | 7.3836 | 47.421
67879 | jul | 9.1074 | 2.209 | 6.8984 | 44.0687
67880 | jul | 9.7858 | 2.3869 | 7.3989 | 48.5181
67882 | jul | 9.7248 | 2.7447 | 6.9801 | 42.9205
67901 | jul | 9.9681 | 2.651 | 7.3171 | 48.9305
67950 | jul | 9.6887 | 2.3317 | 7.357 | 50.0102
67951 | jul | 9.8292 | 2.3999 | 7.4293 | 49.7808
67952 | jul | 9.8365 | 2.4275 | 7.4089 | 49.2197
67953 | jul | 9.7624 | 2.3057 | 7.4567 | 49.7987
67954 | jul | 9.7797 | 2.3532 | 7.4265 | 50.0265
68001 | jul | 7.4449 | 2.42 | 5.0248 | 21.103
68002 | jul | 7.1516 | 2.8496 | 4.302 | 19.3232
68003 | jul | 7.3093 | 2.8798 | 4.4295 | 19.1097
68004 | jul | 7.0402 | 2.756 | 4.2842 | 19.2849
68005 | jul | 7.1176 | 3.3916 | 3.726 | 17.7214
68007 | jul | 7.1219 | 3.0431 | 4.0788 | 18.5918
68008 | jul | 7.1014 | 3.014 | 4.0874 | 18.9574
68010 | jul | 7.1446 | 3.1395 | 4.0051 | 18.2925
68014 | jul | 7.4535 | 2.4206 | 5.0329 | 21.0932
68015 | jul | 7.314 | 2.5713 | 4.7427 | 20.282
68017 | jul | 7.5077 | 2.6362 | 4.8714 | 20.8379
68018 | jul | 7.325 | 2.6011 | 4.7239 | 20.2597
68019 | jul | 7.0701 | 2.8009 | 4.2691 | 19.6001
68020 | jul | 7.0424 | 2.9088 | 4.1336 | 19.5903
68022 | jul | 7.1818 | 3.0022 | 4.1797 | 18.6469
68023 | jul | 7.1289 | 3.1478 | 3.9811 | 18.2761
68025 | jul | 7.2498 | 2.7026 | 4.5472 | 19.7828
68028 | jul | 7.2357 | 3.0597 | 4.176 | 18.3827
68029 | jul | 7.102 | 2.8497 | 4.2523 | 19.5412
68030 | jul | 7.0297 | 2.8921 | 4.1376 | 20.1054
68031 | jul | 7.1976 | 2.6659 | 4.5316 | 19.7181
68033 | jul | 7.3602 | 2.6985 | 4.6618 | 19.9549
68034 | jul | 7.0972 | 2.9995 | 4.0977 | 18.7892
68036 | jul | 7.432 | 2.4295 | 5.0025 | 21.1031
68037 | jul | 7.1942 | 3.4298 | 3.7644 | 17.1968
68038 | jul | 7.0348 | 2.8008 | 4.234 | 19.426
68039 | jul | 7.0252 | 2.8905 | 4.1347 | 19.5802
68040 | jul | 7.422 | 2.5243 | 4.8977 | 20.6884
68041 | jul | 7.29 | 2.6862 | 4.6038 | 19.8876
68044 | jul | 7.2094 | 2.7392 | 4.4702 | 19.6488
68045 | jul | 7.0781 | 2.7366 | 4.3415 | 19.4236
68046 | jul | 7.1574 | 3.3501 | 3.8072 | 17.685
68047 | jul | 7.0451 | 2.7958 | 4.2493 | 19.3803
68048 | jul | 7.1254 | 3.5341 | 3.5913 | 17.1112
68050 | jul | 7.4307 | 2.4678 | 4.9629 | 20.895
68055 | jul | 7.0146 | 2.8263 | 4.1883 | 19.4164
68057 | jul | 7.226 | 2.5785 | 4.6475 | 19.8579
68059 | jul | 7.2042 | 3.2757 | 3.9285 | 17.7367
68061 | jul | 7.0686 | 2.9329 | 4.1357 | 19.6236
68062 | jul | 7.007 | 2.8404 | 4.1665 | 19.3894
68064 | jul | 7.2082 | 2.8517 | 4.3565 | 19.2352
68065 | jul | 7.5417 | 2.5782 | 4.9636 | 21.5226
68066 | jul | 7.4108 | 2.6143 | 4.7966 | 20.4673
68067 | jul | 7.0109 | 2.8516 | 4.1593 | 19.5506
68069 | jul | 7.2248 | 2.9094 | 4.3154 | 18.9606
68070 | jul | 7.4847 | 2.5233 | 4.9615 | 21.0548
68071 | jul | 7.0135 | 2.88 | 4.1335 | 19.7308
68073 | jul | 7.2703 | 2.7754 | 4.4948 | 19.4663
68102 | jul | 7.1507 | 3.1437 | 4.007 | 18.3067
68104 | jul | 7.1373 | 3.1635 | 3.9738 | 18.233
68105 | jul | 7.1435 | 3.1784 | 3.9651 | 18.2315
68106 | jul | 7.1387 | 3.189 | 3.9497 | 18.1905
68107 | jul | 7.1411 | 3.2353 | 3.9058 | 18.109
68108 | jul | 7.1478 | 3.1687 | 3.9791 | 18.2699
68110 | jul | 7.1487 | 3.1423 | 4.0065 | 18.218
68111 | jul | 7.1456 | 3.1512 | 3.9944 | 18.2566
68112 | jul | 7.1484 | 3.141 | 4.0074 | 18.2115
68113 | jul | 7.1161 | 3.4468 | 3.6693 | 17.6622
68114 | jul | 7.1287 | 3.1838 | 3.9449 | 18.1917
68116 | jul | 7.1445 | 3.0886 | 4.0559 | 18.4367
68117 | jul | 7.1397 | 3.2425 | 3.8973 | 18.0542
68118 | jul | 7.1621 | 3.0829 | 4.0792 | 18.4331
68122 | jul | 7.1211 | 3.1728 | 3.9482 | 18.2267
68123 | jul | 7.124 | 3.4547 | 3.6693 | 17.6008
68124 | jul | 7.1328 | 3.2053 | 3.9275 | 18.1272
68127 | jul | 7.139 | 3.2435 | 3.8955 | 18.0121
68128 | jul | 7.1475 | 3.2681 | 3.8795 | 17.9228
68130 | jul | 7.1801 | 3.0746 | 4.1056 | 18.4306
68131 | jul | 7.1449 | 3.1551 | 3.9898 | 18.2753
68132 | jul | 7.1379 | 3.1673 | 3.9707 | 18.2393
68133 | jul | 7.1426 | 3.3912 | 3.7514 | 17.6687
68134 | jul | 7.1261 | 3.1799 | 3.9461 | 18.203
68135 | jul | 7.1876 | 3.0941 | 4.0935 | 18.354
68136 | jul | 7.1928 | 3.1331 | 4.0597 | 18.2181
68137 | jul | 7.1551 | 3.1933 | 3.9619 | 18.1126
68138 | jul | 7.1738 | 3.2237 | 3.9501 | 17.987
68142 | jul | 7.1151 | 3.1527 | 3.9624 | 18.3038
68144 | jul | 7.1463 | 3.1659 | 3.9805 | 18.21
68147 | jul | 7.1368 | 3.3031 | 3.8337 | 17.9484
68152 | jul | 7.1368 | 3.1549 | 3.9819 | 18.219
68154 | jul | 7.1378 | 3.1516 | 3.9862 | 18.2664
68157 | jul | 7.14 | 3.2855 | 3.8545 | 17.9538
68164 | jul | 7.128 | 3.1554 | 3.9726 | 18.2716
68182 | jul | 7.1362 | 3.171 | 3.9652 | 18.2298
68301 | jul | 7.5631 | 3.2455 | 4.3175 | 19.7132
68303 | jul | 7.9404 | 3.0423 | 4.8981 | 23.2505
68304 | jul | 7.3916 | 3.0294 | 4.3623 | 18.8748
68305 | jul | 7.4157 | 3.0955 | 4.3202 | 19.468
68307 | jul | 7.2562 | 3.4897 | 3.7665 | 17.2894
68309 | jul | 7.7358 | 3.3983 | 4.3375 | 20.0155
68310 | jul | 7.7314 | 3.352 | 4.3793 | 20.5518
68313 | jul | 7.7226 | 2.9626 | 4.76 | 23.0465
68314 | jul | 7.5835 | 2.7153 | 4.8682 | 21.9642
68315 | jul | 8.0009 | 3.0703 | 4.9306 | 23.8802
68316 | jul | 7.7295 | 3.1913 | 4.5382 | 23.2067
68317 | jul | 7.5104 | 3.075 | 4.4354 | 19.7704
68318 | jul | 7.7282 | 3.3999 | 4.3283 | 20.2176
68319 | jul | 7.7591 | 3.1468 | 4.6123 | 23.8935
68320 | jul | 7.3815 | 3.2386 | 4.1429 | 18.6743
68321 | jul | 7.3054 | 3.0826 | 4.2229 | 19.432
68322 | jul | 7.9634 | 2.9888 | 4.9746 | 23.8237
68323 | jul | 7.6472 | 3.3523 | 4.2948 | 19.4215
68324 | jul | 7.4274 | 3.3232 | 4.1042 | 18.4826
68325 | jul | 8.2272 | 3.1425 | 5.0847 | 25.3871
68326 | jul | 8.0077 | 3.0276 | 4.9801 | 24.3848
68327 | jul | 8.1347 | 3.127 | 5.0077 | 24.6876
68328 | jul | 7.7235 | 3.0214 | 4.7021 | 21.3618
68329 | jul | 7.4108 | 3.3166 | 4.0942 | 18.3247
68330 | jul | 7.7272 | 2.9788 | 4.7484 | 23.1926
68331 | jul | 7.6709 | 3.1311 | 4.5398 | 20.7008
68332 | jul | 7.577 | 3.3602 | 4.2167 | 19.1386
68333 | jul | 7.7227 | 2.7997 | 4.923 | 22.2456
68335 | jul | 8.0256 | 3.0263 | 4.9993 | 24.7977
68336 | jul | 7.5457 | 2.6629 | 4.8829 | 21.2719
68337 | jul | 7.4974 | 3.0441 | 4.4534 | 19.649
68338 | jul | 7.8571 | 3.0637 | 4.7934 | 22.5018
68339 | jul | 7.7227 | 2.7125 | 5.0103 | 22.2462
68340 | jul | 8.1603 | 3.1235 | 5.0368 | 25.1335
68341 | jul | 7.7494 | 3.1275 | 4.6219 | 21.3921
68342 | jul | 7.8067 | 3.281 | 4.5257 | 20.9285
68343 | jul | 7.7273 | 2.8422 | 4.8852 | 22.7193
68344 | jul | 7.4871 | 3.2546 | 4.2325 | 18.9905
68345 | jul | 7.6185 | 3.1139 | 4.5047 | 19.7822
68346 | jul | 7.3204 | 3.4025 | 3.9179 | 17.9193
68347 | jul | 7.4244 | 3.0716 | 4.3528 | 19.0697
68348 | jul | 7.4888 | 3.2788 | 4.21 | 18.7796
68349 | jul | 7.3194 | 3.2807 | 4.0387 | 18.0157
68350 | jul | 7.8524 | 3.2031 | 4.6493 | 21.3482
68351 | jul | 7.7447 | 2.9225 | 4.8222 | 23.3201
68352 | jul | 7.8823 | 3.1451 | 4.7372 | 22.1229
68354 | jul | 7.7788 | 2.9428 | 4.836 | 23.9191
68355 | jul | 7.3809 | 3.1373 | 4.2436 | 18.4651
68357 | jul | 7.6139 | 3.3559 | 4.258 | 19.7189
68358 | jul | 7.5977 | 3.1182 | 4.4795 | 20.2901
68359 | jul | 7.7447 | 2.9195 | 4.8252 | 23.0368
68360 | jul | 7.6671 | 2.708 | 4.9591 | 22.3262
68361 | jul | 7.864 | 2.867 | 4.997 | 24.09
68362 | jul | 8.0042 | 3.0957 | 4.9086 | 23.5834
68365 | jul | 7.8551 | 2.9667 | 4.8884 | 24.4254
68366 | jul | 7.3772 | 2.9034 | 4.4738 | 19.2269
68367 | jul | 7.7006 | 3.013 | 4.6876 | 22.7241
68368 | jul | 7.7116 | 2.8915 | 4.8201 | 21.471
68370 | jul | 8.0681 | 3.0977 | 4.9705 | 24.6127
68371 | jul | 7.8043 | 3.0613 | 4.743 | 24.4417
68372 | jul | 7.5878 | 3.0325 | 4.5553 | 20.3837
68375 | jul | 8.0643 | 3.1207 | 4.9437 | 23.8953
68376 | jul | 7.5214 | 3.0663 | 4.4551 | 19.6195
68377 | jul | 7.775 | 3.2298 | 4.5452 | 21.2313
68378 | jul | 7.4043 | 3.1764 | 4.2279 | 19.0031
68379 | jul | 7.3244 | 3.2192 | 4.1053 | 18.7795
68380 | jul | 7.6072 | 3.3787 | 4.2285 | 19.2457
68381 | jul | 7.6923 | 3.3872 | 4.3051 | 19.7325
68401 | jul | 7.7736 | 3.0681 | 4.7056 | 23.873
68402 | jul | 7.6643 | 2.6702 | 4.9941 | 22.2168
68404 | jul | 7.7039 | 2.8834 | 4.8205 | 21.3553
68405 | jul | 7.7078 | 2.8117 | 4.8962 | 22.7186
68406 | jul | 7.8185 | 2.8993 | 4.9192 | 23.2077
68407 | jul | 7.2689 | 3.2761 | 3.9928 | 17.6667
68409 | jul | 7.1351 | 3.5687 | 3.5664 | 16.8753
68410 | jul | 7.2817 | 3.3535 | 3.9282 | 18.0934
68413 | jul | 7.2009 | 3.5525 | 3.6484 | 16.9793
68414 | jul | 7.3423 | 3.0473 | 4.295 | 19.4516
68415 | jul | 7.8102 | 3.3535 | 4.4567 | 20.6798
68416 | jul | 7.8943 | 2.9352 | 4.9591 | 23.1708
68417 | jul | 7.2825 | 3.475 | 3.8075 | 17.4881
68418 | jul | 7.4385 | 3.2009 | 4.2376 | 18.9019
68420 | jul | 7.6108 | 3.2106 | 4.4001 | 19.564
68421 | jul | 7.2925 | 3.1662 | 4.1262 | 19.033
68422 | jul | 7.6733 | 3.2483 | 4.4249 | 20.523
68423 | jul | 7.711 | 2.7211 | 4.9899 | 22.5502
68424 | jul | 7.7651 | 3.1696 | 4.5955 | 21.4746
68428 | jul | 7.5884 | 2.636 | 4.9524 | 21.7577
68429 | jul | 8.0001 | 3.1291 | 4.871 | 22.9794
68430 | jul | 7.6361 | 2.9091 | 4.727 | 20.9244
68431 | jul | 7.3759 | 3.232 | 4.1439 | 17.4606
68433 | jul | 7.437 | 3.0843 | 4.3527 | 19.006
68434 | jul | 7.676 | 2.8696 | 4.8065 | 22.607
68436 | jul | 7.9685 | 2.9285 | 5.0399 | 24.3258
68437 | jul | 7.3771 | 3.0197 | 4.3574 | 19.5368
68439 | jul | 7.6389 | 2.8451 | 4.7939 | 22.2989
68440 | jul | 7.833 | 3.2668 | 4.5662 | 21.0171
68441 | jul | 7.5426 | 3.3232 | 4.2194 | 19.0159
68442 | jul | 7.3948 | 2.9956 | 4.3992 | 19.7972
68443 | jul | 7.4924 | 3.3172 | 4.1752 | 18.7379
68444 | jul | 7.9109 | 2.8966 | 5.0143 | 23.61
68445 | jul | 7.758 | 3.0368 | 4.7213 | 22.0021
68446 | jul | 7.3534 | 3.379 | 3.9744 | 18.0757
68447 | jul | 7.5471 | 3.1729 | 4.3742 | 19.4066
68448 | jul | 7.3668 | 3.301 | 4.0657 | 18.443
68450 | jul | 7.4825 | 3.3272 | 4.1553 | 18.5957
68452 | jul | 8.0231 | 2.9976 | 5.0255 | 24.9462
68453 | jul | 7.8201 | 2.9691 | 4.851 | 22.7732
68454 | jul | 7.362 | 3.3284 | 4.0336 | 18.2366
68455 | jul | 7.1963 | 3.5118 | 3.6845 | 17.2537
68456 | jul | 7.7051 | 3.0015 | 4.7036 | 22.8355
68457 | jul | 7.4202 | 3.0463 | 4.3739 | 19.3788
68458 | jul | 7.6354 | 3.3912 | 4.2442 | 19.5579
68460 | jul | 7.7342 | 3.108 | 4.6262 | 23.0866
68461 | jul | 7.488 | 2.9804 | 4.5076 | 19.8914
68462 | jul | 7.4653 | 2.7992 | 4.6661 | 20.1036
68463 | jul | 7.2163 | 3.5106 | 3.7057 | 16.9401
68464 | jul | 7.7724 | 3.0152 | 4.7571 | 22.2762
68465 | jul | 7.7445 | 2.9468 | 4.7977 | 22.0547
68466 | jul | 7.7519 | 3.3965 | 4.3554 | 20.1925
68467 | jul | 7.761 | 3.1775 | 4.5835 | 23.4921
68502 | jul | 7.6537 | 2.7591 | 4.8945 | 21.4827
68503 | jul | 7.6076 | 2.7559 | 4.8517 | 21.3173
68504 | jul | 7.5757 | 2.7486 | 4.8271 | 21.2018
68505 | jul | 7.5512 | 2.8115 | 4.7397 | 20.8103
68506 | jul | 7.5876 | 2.8165 | 4.7711 | 20.9793
68507 | jul | 7.542 | 2.7821 | 4.7599 | 20.8543
68508 | jul | 7.6391 | 2.7318 | 4.9073 | 21.5637
68510 | jul | 7.5864 | 2.7935 | 4.7929 | 21.0595
68512 | jul | 7.6812 | 2.7908 | 4.8904 | 21.4607
68514 | jul | 7.5411 | 2.7064 | 4.8347 | 21.1185
68516 | jul | 7.6062 | 2.8556 | 4.7506 | 20.9392
68517 | jul | 7.5188 | 2.7358 | 4.783 | 20.7824
68520 | jul | 7.5098 | 2.8988 | 4.611 | 20.2711
68521 | jul | 7.6119 | 2.7006 | 4.9113 | 21.6337
68522 | jul | 7.6997 | 2.7116 | 4.9881 | 21.9175
68523 | jul | 7.7278 | 2.7483 | 4.9795 | 21.8428
68524 | jul | 7.6609 | 2.6768 | 4.9841 | 22.113
68526 | jul | 7.5382 | 2.9178 | 4.6204 | 20.4509
68527 | jul | 7.4837 | 2.8996 | 4.584 | 20.0227
68528 | jul | 7.6889 | 2.6916 | 4.9973 | 22.1403
68531 | jul | 7.5798 | 2.6736 | 4.9062 | 21.6593
68532 | jul | 7.7105 | 2.6933 | 5.0172 | 22.2772
68583 | jul | 7.5917 | 2.7603 | 4.8314 | 21.2247
68588 | jul | 7.6327 | 2.7353 | 4.8974 | 21.5224
68601 | jul | 7.4688 | 2.7412 | 4.7275 | 22.0779
68620 | jul | 7.4184 | 3.0282 | 4.3902 | 22.6258
68621 | jul | 7.2794 | 2.5877 | 4.6917 | 20.1155
68622 | jul | 7.5059 | 3.0014 | 4.5046 | 24.4677
68623 | jul | 7.4953 | 2.8786 | 4.6167 | 23.7305
68624 | jul | 7.4794 | 2.5866 | 4.8928 | 21.7243
68626 | jul | 7.484 | 2.494 | 4.99 | 21.3013
68627 | jul | 7.4631 | 2.9039 | 4.5591 | 23.4711
68628 | jul | 7.6465 | 2.9998 | 4.6467 | 23.9955
68629 | jul | 7.2786 | 2.6619 | 4.6167 | 21.0121
68631 | jul | 7.365 | 2.8326 | 4.5324 | 21.8901
68632 | jul | 7.4811 | 2.4832 | 4.9979 | 21.3733
68633 | jul | 7.2312 | 2.5711 | 4.66 | 20.2319
68635 | jul | 7.5239 | 2.6111 | 4.9128 | 21.5874
68636 | jul | 7.3997 | 2.9821 | 4.4176 | 23.3145
68637 | jul | 7.5129 | 3.0126 | 4.5003 | 24.9473
68638 | jul | 7.5343 | 2.8475 | 4.6868 | 24.1478
68640 | jul | 7.5496 | 3.036 | 4.5136 | 23.1695
68641 | jul | 7.2417 | 2.6027 | 4.639 | 20.5442
68642 | jul | 7.3675 | 2.9629 | 4.4046 | 22.2171
68643 | jul | 7.345 | 2.7318 | 4.6132 | 21.527
68644 | jul | 7.3697 | 3.0437 | 4.3261 | 22.3364
68647 | jul | 7.5105 | 2.9899 | 4.5206 | 22.7475
68648 | jul | 7.3725 | 2.4821 | 4.8904 | 20.6699
68649 | jul | 7.3045 | 2.5176 | 4.7869 | 20.3441
68651 | jul | 7.6405 | 3.0091 | 4.6313 | 22.9662
68652 | jul | 7.3985 | 2.9978 | 4.4007 | 23.0993
68653 | jul | 7.4285 | 2.9057 | 4.5228 | 22.2633
68654 | jul | 7.6753 | 3.0812 | 4.594 | 23.5843
68655 | jul | 7.4349 | 2.9179 | 4.517 | 23.538
68658 | jul | 7.547 | 2.7286 | 4.8184 | 21.9244
68659 | jul | 7.3515 | 2.4795 | 4.8719 | 20.8505
68660 | jul | 7.4832 | 3.0411 | 4.4421 | 22.6113
68661 | jul | 7.4046 | 2.516 | 4.8885 | 21.3125
68662 | jul | 7.558 | 2.8743 | 4.6837 | 22.3575
68663 | jul | 7.6141 | 3.0205 | 4.5936 | 23.2518
68665 | jul | 7.4338 | 2.9065 | 4.5273 | 24.1436
68666 | jul | 7.6875 | 3.0631 | 4.6244 | 22.8573
68667 | jul | 7.6438 | 2.8545 | 4.7893 | 22.2658
68669 | jul | 7.5936 | 2.7428 | 4.8508 | 21.9327
68701 | jul | 7.2865 | 2.8696 | 4.4168 | 22.7914
68710 | jul | 7.1482 | 2.8712 | 4.277 | 20.6063
68711 | jul | 7.6117 | 3.1611 | 4.4506 | 24.9435
68713 | jul | 7.705 | 3.0565 | 4.6485 | 25.6244
68714 | jul | 7.721 | 3.0581 | 4.6629 | 26.4423
68715 | jul | 7.3223 | 2.9539 | 4.3684 | 22.8893
68716 | jul | 7.1536 | 2.6911 | 4.4625 | 19.6826
68717 | jul | 7.2332 | 2.6747 | 4.5585 | 22.1574
68718 | jul | 7.4025 | 2.7177 | 4.6849 | 23.7837
68719 | jul | 7.639 | 2.8719 | 4.7671 | 25.5852
68720 | jul | 7.4344 | 2.8664 | 4.5681 | 23.9626
68722 | jul | 7.7323 | 2.8825 | 4.8499 | 26.1159
68723 | jul | 7.2081 | 2.7269 | 4.4812 | 21.6932
68724 | jul | 7.47 | 2.7742 | 4.6958 | 24.4139
68725 | jul | 7.5587 | 3.105 | 4.4537 | 24.5057
68726 | jul | 7.4118 | 2.9544 | 4.4574 | 23.8048
68727 | jul | 7.317 | 2.6241 | 4.6929 | 22.7008
68728 | jul | 7.166 | 2.825 | 4.341 | 20.6519
68729 | jul | 7.4285 | 2.7961 | 4.6324 | 24.0203
68730 | jul | 7.3813 | 2.6595 | 4.7219 | 23.7219
68731 | jul | 7.0482 | 2.8944 | 4.1537 | 20.4812
68732 | jul | 7.2015 | 2.8167 | 4.3848 | 21.2622
68733 | jul | 7.0288 | 2.8736 | 4.1551 | 19.671
68734 | jul | 7.6511 | 3.142 | 4.5091 | 24.5627
68735 | jul | 7.5036 | 3.0143 | 4.4893 | 24.1774
68736 | jul | 7.4138 | 2.6215 | 4.7923 | 23.5788
68739 | jul | 7.3928 | 2.6134 | 4.7794 | 23.2717
68740 | jul | 7.2315 | 2.7628 | 4.4687 | 22.1999
68741 | jul | 7.0431 | 2.8846 | 4.1585 | 20.1539
68742 | jul | 7.5393 | 3.0498 | 4.4895 | 24.3486
68743 | jul | 7.0971 | 2.8953 | 4.2018 | 20.6296
68745 | jul | 7.2346 | 2.7334 | 4.5012 | 21.8004
68746 | jul | 7.6315 | 2.8524 | 4.7791 | 25.5057
68747 | jul | 7.3227 | 2.6909 | 4.6318 | 23.0353
68748 | jul | 7.3211 | 2.9726 | 4.3485 | 22.4306
68749 | jul | 7.3298 | 2.6552 | 4.6746 | 23.0736
68751 | jul | 7.3039 | 2.8876 | 4.4163 | 22.4663
68752 | jul | 7.3185 | 2.9412 | 4.3774 | 23.0527
68753 | jul | 7.8583 | 2.8437 | 5.0145 | 27.6826
68755 | jul | 7.7823 | 2.8676 | 4.9146 | 26.7335
68756 | jul | 7.4112 | 2.8992 | 4.512 | 23.6697
68757 | jul | 7.2679 | 2.8757 | 4.3922 | 22.0738
68758 | jul | 7.3596 | 3.0515 | 4.3081 | 22.3323
68759 | jul | 7.7888 | 2.9979 | 4.7909 | 26.6958
68760 | jul | 7.5201 | 2.7894 | 4.7306 | 24.9449
68761 | jul | 7.4098 | 2.9438 | 4.466 | 23.4439
68763 | jul | 7.6192 | 2.9953 | 4.6238 | 24.9786
68764 | jul | 7.4555 | 2.926 | 4.5295 | 24.2715
68765 | jul | 7.3356 | 2.755 | 4.5806 | 23.2482
68766 | jul | 7.5055 | 2.9745 | 4.5311 | 24.3293
68767 | jul | 7.3203 | 2.8169 | 4.5034 | 23.1579
68768 | jul | 7.1854 | 2.7663 | 4.4191 | 21.1045
68769 | jul | 7.3691 | 2.8182 | 4.5509 | 23.6999
68770 | jul | 7.1958 | 2.9071 | 4.2887 | 21.2792
68771 | jul | 7.285 | 2.6759 | 4.6091 | 22.6627
68773 | jul | 7.4332 | 2.8972 | 4.536 | 24.1018
68774 | jul | 7.4135 | 2.6589 | 4.7547 | 23.6189
68776 | jul | 7.051 | 2.8953 | 4.1557 | 20.5074
68777 | jul | 7.7065 | 2.8836 | 4.8229 | 25.8313
68778 | jul | 7.936 | 2.7865 | 5.1495 | 28.9045
68779 | jul | 7.2555 | 2.7859 | 4.4696 | 21.4717
68780 | jul | 7.7234 | 3.0504 | 4.673 | 25.9765
68781 | jul | 7.3781 | 2.9521 | 4.426 | 23.1215
68783 | jul | 7.5194 | 2.847 | 4.6724 | 24.7633
68784 | jul | 7.1187 | 2.8379 | 4.2808 | 19.9587
68785 | jul | 7.1281 | 2.8978 | 4.2303 | 20.4987
68786 | jul | 7.3527 | 2.6854 | 4.6673 | 23.2901
68787 | jul | 7.1674 | 2.7808 | 4.3866 | 20.5649
68788 | jul | 7.158 | 2.6454 | 4.5126 | 19.5872
68789 | jul | 7.4661 | 2.8311 | 4.635 | 24.3797
68790 | jul | 7.1864 | 2.7636 | 4.4228 | 21.4476
68791 | jul | 7.1639 | 2.7265 | 4.4375 | 20.0912
68792 | jul | 7.4181 | 2.7428 | 4.6753 | 23.3606
68801 | jul | 7.8001 | 2.6505 | 5.1496 | 26.6268
68803 | jul | 7.8175 | 2.6394 | 5.1781 | 26.7226
68810 | jul | 7.9153 | 2.7663 | 5.1491 | 26.7017
68812 | jul | 7.8562 | 3.0661 | 4.7901 | 27.281
68813 | jul | 7.6713 | 3.1089 | 4.5624 | 26.8854
68814 | jul | 7.6742 | 3.1598 | 4.5144 | 26.4461
68815 | jul | 7.6952 | 3.0847 | 4.6105 | 26.0406
68816 | jul | 7.6528 | 2.748 | 4.9048 | 25.4383
68817 | jul | 7.6432 | 2.829 | 4.8142 | 26.0406
68818 | jul | 7.8267 | 2.9086 | 4.9181 | 25.3134
68820 | jul | 7.7074 | 2.6935 | 5.0139 | 26.4005
68821 | jul | 7.7193 | 3.0727 | 4.6466 | 26.8421
68822 | jul | 7.6376 | 3.1875 | 4.45 | 26.6207
68823 | jul | 7.587 | 3.1307 | 4.4564 | 25.2272
68824 | jul | 7.7695 | 2.6765 | 5.093 | 26.6867
68825 | jul | 7.7889 | 2.9353 | 4.8535 | 28.5711
68826 | jul | 7.6697 | 2.8735 | 4.7963 | 24.8521
68827 | jul | 7.7155 | 2.6984 | 5.0171 | 26.1234
68828 | jul | 7.6337 | 3.1658 | 4.4679 | 26.0488
68831 | jul | 7.673 | 2.5745 | 5.0986 | 26.4666
68832 | jul | 7.9452 | 2.8524 | 5.0928 | 26.3026
68833 | jul | 7.7522 | 2.926 | 4.8262 | 27.4503
68834 | jul | 7.7966 | 3.0695 | 4.7271 | 28.1041
68835 | jul | 7.6102 | 2.656 | 4.9542 | 26.07
68836 | jul | 7.9432 | 3.1031 | 4.8401 | 27.8529
68837 | jul | 7.6032 | 3.1217 | 4.4815 | 25.7311
68838 | jul | 7.6501 | 2.6577 | 4.9924 | 26.1779
68840 | jul | 7.8996 | 2.9054 | 4.9941 | 27.468
68841 | jul | 7.9255 | 2.8644 | 5.061 | 25.7945
68842 | jul | 7.4903 | 2.8437 | 4.6466 | 25.0551
68843 | jul | 7.7702 | 3.0194 | 4.7509 | 24.6043
68844 | jul | 7.7994 | 2.9836 | 4.8158 | 26.5939
68845 | jul | 7.918 | 3.0365 | 4.8815 | 27.7353
68846 | jul | 7.7103 | 3.0115 | 4.6988 | 24.2781
68847 | jul | 7.9257 | 2.9642 | 4.9615 | 27.7397
68849 | jul | 7.9366 | 3.0045 | 4.9321 | 27.8979
68850 | jul | 7.9507 | 3.0308 | 4.9199 | 28.9244
68852 | jul | 7.7672 | 3.0331 | 4.734 | 26.3512
68853 | jul | 7.7035 | 2.9948 | 4.7087 | 26.0598
68854 | jul | 7.7383 | 2.8912 | 4.8471 | 25.1368
68855 | jul | 7.7586 | 3.1043 | 4.6543 | 26.692
68856 | jul | 7.6806 | 3.0905 | 4.59 | 27.3408
68858 | jul | 7.8252 | 3.0938 | 4.7313 | 27.2353
68859 | jul | 7.5956 | 2.9272 | 4.6684 | 26.0172
68860 | jul | 7.7292 | 3.1007 | 4.6285 | 27.5717
68861 | jul | 7.9192 | 3.0795 | 4.8397 | 27.7377
68862 | jul | 7.605 | 3.0632 | 4.5418 | 25.8515
68863 | jul | 7.9347 | 3.0903 | 4.8444 | 28.1138
68864 | jul | 7.5923 | 2.6392 | 4.953 | 25.5574
68865 | jul | 7.8065 | 2.7329 | 5.0737 | 26.2227
68866 | jul | 7.8352 | 2.9917 | 4.8435 | 26.9663
68869 | jul | 7.7738 | 2.8462 | 4.9276 | 26.7356
68870 | jul | 7.8812 | 3.0174 | 4.8638 | 27.3848
68871 | jul | 7.7211 | 2.8345 | 4.8866 | 26.337
68872 | jul | 7.653 | 2.5731 | 5.0799 | 26.4098
68873 | jul | 7.5666 | 2.5284 | 5.0382 | 25.9504
68874 | jul | 7.613 | 3.1767 | 4.4363 | 26.0019
68875 | jul | 7.556 | 2.86 | 4.6959 | 25.6969
68876 | jul | 7.862 | 2.8531 | 5.0089 | 27.1086
68878 | jul | 7.8295 | 3.0961 | 4.7334 | 27.605
68879 | jul | 7.6616 | 3.1509 | 4.5107 | 26.0815
68881 | jul | 7.6507 | 3.1764 | 4.4743 | 26.2799
68882 | jul | 7.4883 | 2.6946 | 4.7937 | 24.974
68883 | jul | 7.8903 | 2.8178 | 5.0725 | 26.8804
68901 | jul | 8.0098 | 3.0039 | 5.0059 | 26.1566
68920 | jul | 8.403 | 2.948 | 5.455 | 30.6525
68922 | jul | 8.4446 | 2.8937 | 5.551 | 32.5838
68923 | jul | 8.2035 | 3.0568 | 5.1467 | 29.4091
68924 | jul | 8.0023 | 3.0239 | 4.9785 | 28.368
68925 | jul | 8.1157 | 3.1052 | 5.0104 | 26.6179
68926 | jul | 8.6562 | 2.7814 | 5.8748 | 33.7566
68927 | jul | 8.185 | 3.0276 | 5.1574 | 29.7137
68928 | jul | 8.1637 | 3.1399 | 5.0238 | 27.8077
68929 | jul | 8.3475 | 2.9376 | 5.4099 | 30.2793
68930 | jul | 8.1393 | 3.1759 | 4.9634 | 26.7699
68932 | jul | 8.1418 | 3.0349 | 5.1068 | 28.5317
68933 | jul | 8.0132 | 3.0083 | 5.0049 | 25.4223
68934 | jul | 8.074 | 3.0921 | 4.9818 | 26.0564
68935 | jul | 8.0716 | 3.0476 | 5.0241 | 25.4218
68936 | jul | 8.4653 | 2.873 | 5.5923 | 32.5267
68937 | jul | 8.1692 | 2.9573 | 5.2119 | 30.6621
68938 | jul | 8.0707 | 3.0614 | 5.0093 | 25.7732
68939 | jul | 8.3099 | 2.968 | 5.3418 | 29.7405
68940 | jul | 7.9964 | 3.0856 | 4.9108 | 28.1522
68941 | jul | 8.0475 | 3.0652 | 4.9823 | 26.0919
68942 | jul | 8.2491 | 3.2427 | 5.0064 | 27.4737
68943 | jul | 8.2512 | 3.152 | 5.0992 | 26.0652
68944 | jul | 7.957 | 2.9569 | 5.0001 | 25.4858
68945 | jul | 8.0324 | 2.96 | 5.0724 | 27.806
68946 | jul | 8.628 | 2.8528 | 5.7752 | 34.0594
68947 | jul | 8.1831 | 2.9733 | 5.2099 | 29.3207
68948 | jul | 8.474 | 2.9005 | 5.5734 | 33.0322
68949 | jul | 8.1121 | 3.1014 | 5.0108 | 28.6238
68950 | jul | 8.0928 | 3.0365 | 5.0562 | 27.6819
68952 | jul | 8.3239 | 3.153 | 5.1708 | 28.7733
68954 | jul | 7.9976 | 3.0009 | 4.9968 | 25.8384
68955 | jul | 7.9917 | 2.9915 | 5.0002 | 26.7188
68956 | jul | 7.9838 | 2.9487 | 5.035 | 27.2822
68957 | jul | 8.1453 | 3.1535 | 4.9918 | 26.3457
68958 | jul | 8.1055 | 3.098 | 5.0074 | 28.7061
68959 | jul | 8.0534 | 2.9729 | 5.0804 | 28.4849
68960 | jul | 8.3545 | 2.9311 | 5.4234 | 30.4794
68961 | jul | 8.1723 | 3.1244 | 5.0479 | 25.9605
68964 | jul | 8.086 | 3.0693 | 5.0168 | 25.2669
68966 | jul | 8.4434 | 2.9274 | 5.516 | 31.0836
68967 | jul | 8.4206 | 2.9004 | 5.5203 | 31.659
68969 | jul | 8.2057 | 3.0204 | 5.1852 | 29.3102
68970 | jul | 8.263 | 3.2416 | 5.0215 | 27.8392
68971 | jul | 8.381 | 2.9404 | 5.4407 | 30.5756
68972 | jul | 8.325 | 3.0313 | 5.2938 | 29.5372
68973 | jul | 8.1065 | 3.0733 | 5.0332 | 27.1425
68974 | jul | 8.1845 | 3.1246 | 5.0599 | 25.5821
68975 | jul | 7.962 | 2.9699 | 4.9921 | 25.1609
68976 | jul | 8.1316 | 3.0074 | 5.1243 | 29.8111
68977 | jul | 8.5929 | 2.8246 | 5.7683 | 32.5948
68978 | jul | 8.2382 | 3.1884 | 5.0498 | 26.7923
68979 | jul | 7.912 | 2.9626 | 4.9494 | 24.7635
68980 | jul | 7.9741 | 2.9324 | 5.0417 | 25.8517
68981 | jul | 8.1939 | 2.9718 | 5.2221 | 29.1797
68982 | jul | 8.1181 | 3.0286 | 5.0895 | 28.8985
69001 | jul | 8.3979 | 3.0192 | 5.3787 | 34.202
69020 | jul | 8.4475 | 2.9612 | 5.4862 | 33.4673
69021 | jul | 8.4206 | 2.6027 | 5.8179 | 36.7106
69022 | jul | 8.4668 | 2.9237 | 5.543 | 33.2248
69023 | jul | 8.3739 | 2.5654 | 5.8084 | 36.9437
69024 | jul | 8.4054 | 2.9355 | 5.4699 | 34.7314
69025 | jul | 8.1399 | 2.9186 | 5.2213 | 32.0918
69026 | jul | 8.5059 | 3.0649 | 5.4409 | 34.1012
69027 | jul | 8.3245 | 2.5935 | 5.731 | 35.6881
69028 | jul | 8.201 | 2.9216 | 5.2793 | 31.5196
69029 | jul | 8.0456 | 2.8893 | 5.1563 | 30.4796
69030 | jul | 8.4638 | 2.5227 | 5.941 | 38.0132
69032 | jul | 8.1799 | 2.7915 | 5.3884 | 33.7119
69033 | jul | 8.3313 | 2.5687 | 5.7626 | 36.1156
69034 | jul | 8.4256 | 3.0088 | 5.4167 | 33.7636
69036 | jul | 8.5371 | 2.9984 | 5.5387 | 33.8868
69037 | jul | 8.449 | 2.6717 | 5.7773 | 36.5881
69038 | jul | 8.1348 | 2.9057 | 5.2291 | 32.5162
69039 | jul | 8.1729 | 2.9155 | 5.2574 | 31.8621
69040 | jul | 8.3365 | 2.748 | 5.5885 | 35.1094
69041 | jul | 8.4457 | 2.5382 | 5.9075 | 37.5988
69042 | jul | 8.2369 | 2.9359 | 5.301 | 32.3412
69043 | jul | 8.401 | 2.7644 | 5.6367 | 35.8648
69044 | jul | 8.4147 | 2.8579 | 5.5568 | 35.3143
69045 | jul | 8.2667 | 2.6321 | 5.6347 | 35.1579
69046 | jul | 8.5713 | 2.9431 | 5.6282 | 33.8688
69101 | aug | 6.7734 | 1.6904 | 5.083 | 30.8147
69120 | jul | 7.7121 | 2.9151 | 4.797 | 27.8839
69121 | jul | 7.9619 | 2.5565 | 5.4054 | 33.4959
69122 | jul | 8.3135 | 2.4833 | 5.8303 | 36.8503
69123 | jul | 7.8879 | 2.841 | 5.0469 | 29.9881
69125 | jul | 8.2436 | 2.2908 | 5.9527 | 36.37
69127 | jul | 8.2341 | 2.5134 | 5.7207 | 36.056
69128 | jul | 8.0074 | 2.3631 | 5.6442 | 36.2985
69129 | jul | 8.3712 | 2.4427 | 5.9285 | 37.3772
69130 | jul | 7.9917 | 2.9307 | 5.0609 | 29.7848
69131 | jul | 8.2029 | 2.3973 | 5.8056 | 36.3618
69132 | jul | 7.9744 | 2.765 | 5.2094 | 32.4266
69133 | aug | 7.046 | 1.4916 | 5.5543 | 35.948
69134 | jul | 8.1102 | 2.6439 | 5.4662 | 33.9994
69138 | jul | 7.9643 | 2.8628 | 5.1015 | 30.0035
69140 | jul | 8.2448 | 2.5693 | 5.6755 | 35.5462
69141 | jul | 8.2359 | 2.4507 | 5.7852 | 36.4852
69142 | jul | 7.7979 | 2.758 | 5.0399 | 28.3229
69143 | aug | 6.8842 | 1.6324 | 5.2518 | 32.0313
69144 | jul | 8.0578 | 2.5701 | 5.4877 | 34.1654
69145 | jul | 8.0139 | 2.508 | 5.506 | 35.713
69146 | jul | 8.142 | 2.5323 | 5.6097 | 34.9386
69147 | jul | 8.1307 | 2.474 | 5.6566 | 35.4163
69148 | jul | 8.1937 | 2.3392 | 5.8545 | 35.9122
69149 | jul | 8.3791 | 2.4059 | 5.9732 | 37.0202
69150 | jul | 8.1754 | 2.5984 | 5.5769 | 34.7358
69151 | jul | 7.8026 | 2.8108 | 4.9917 | 29.9078
69152 | jul | 7.8571 | 2.6073 | 5.2498 | 31.3842
69153 | jul | 8.1646 | 2.5609 | 5.6037 | 35.0291
69154 | jul | 8.1076 | 2.4101 | 5.6976 | 35.0692
69155 | jul | 8.0172 | 2.6176 | 5.3995 | 33.4782
69156 | aug | 7.0834 | 1.4477 | 5.6357 | 36.1191
69157 | jul | 7.7778 | 2.9355 | 4.8423 | 27.4346
69161 | jul | 7.8314 | 2.6606 | 5.1707 | 30.0966
69162 | jul | 8.2719 | 2.5482 | 5.7237 | 36.7457
69163 | jul | 7.715 | 2.7463 | 4.9686 | 29.0067
69165 | aug | 6.9414 | 1.6565 | 5.285 | 32.7173
69166 | jul | 7.8222 | 2.6999 | 5.1223 | 29.2054
69167 | jul | 7.814 | 2.6515 | 5.1625 | 31.2015
69168 | jul | 8.3047 | 2.547 | 5.7577 | 36.4759
69169 | jul | 8.0045 | 2.7081 | 5.2964 | 33.0528
69170 | jul | 7.9251 | 2.8293 | 5.0958 | 31.581
69201 | jul | 7.9749 | 2.6127 | 5.3622 | 31.1683
69210 | jul | 7.814 | 2.9731 | 4.8409 | 27.5434
69211 | jul | 8.0051 | 2.4122 | 5.5929 | 33.0983
69212 | jul | 8.1062 | 2.491 | 5.6152 | 32.3538
69214 | jul | 7.8712 | 2.8926 | 4.9786 | 28.3649
69216 | jul | 8.0891 | 2.4283 | 5.6608 | 32.6806
69217 | jul | 7.7983 | 2.9871 | 4.8112 | 27.2684
69218 | jul | 7.9495 | 2.4809 | 5.4686 | 33.3565
69221 | jul | 7.969 | 2.7638 | 5.2052 | 29.8402
69301 | jul | 7.9765 | 2.0668 | 5.9097 | 34.5309
69331 | jul | 8.0673 | 2.0681 | 5.9992 | 35.6368
69333 | jul | 7.9206 | 2.5432 | 5.3775 | 33.2561
69334 | jul | 8.2088 | 2.1374 | 6.0715 | 36.869
69335 | aug | 6.936 | 1.5472 | 5.3888 | 32.9639
69336 | jul | 8.1681 | 2.2146 | 5.9535 | 36.1756
69337 | aug | 7.2561 | 1.2191 | 6.037 | 35.3419
69339 | aug | 7.203 | 1.0892 | 6.1139 | 34.9235
69340 | aug | 6.9691 | 1.5113 | 5.4578 | 33.2654
69341 | jul | 8.2206 | 1.9628 | 6.2578 | 37.5891
69343 | aug | 7.0666 | 1.4138 | 5.6529 | 33.6692
69345 | jul | 8.0977 | 2.2011 | 5.8966 | 36.5005
69346 | aug | 7.137 | 1.0035 | 6.1335 | 34.817
69347 | aug | 7.0651 | 1.4329 | 5.6321 | 33.4401
69348 | jul | 7.8986 | 2.0733 | 5.8254 | 33.9825
69350 | jul | 7.8837 | 2.5571 | 5.3266 | 32.9579
69351 | jul | 7.9318 | 2.4643 | 5.4676 | 33.4511
69352 | jul | 8.2027 | 1.9104 | 6.2922 | 38.0196
69354 | aug | 7.0198 | 1.1637 | 5.8561 | 33.9976
69356 | jul | 8.1798 | 1.9356 | 6.2442 | 36.8995
69357 | jul | 8.2734 | 1.8381 | 6.4353 | 37.9461
69358 | jul | 8.256 | 1.7884 | 6.4675 | 38.1804
69360 | aug | 7.0601 | 1.4309 | 5.6292 | 33.7085
69361 | jul | 8.1987 | 1.8566 | 6.3421 | 37.295
69366 | jul | 7.8919 | 2.5504 | 5.3415 | 32.4164
69367 | aug | 7.287 | 1.1087 | 6.1783 | 35.7757
70001 | may | 6.0961 | 4.1121 | 1.9841 | -1.6528
70002 | may | 6.0491 | 4.1704 | 1.8787 | -2.8774
70003 | may | 6.0589 | 4.1541 | 1.9048 | -2.5618
70005 | may | 6.1254 | 4.0831 | 2.0424 | -1.0007
70006 | may | 6.0491 | 4.1704 | 1.8787 | -2.8774
70030 | may | 6.0991 | 4.303 | 1.7961 | -2.406
70031 | may | 6.0845 | 4.2015 | 1.883 | -2.0203
70032 | may | 6.0985 | 4.2076 | 1.8909 | -0.80079
70036 | may | 6.1262 | 4.2715 | 1.8547 | -0.51315
70037 | may | 6.1244 | 4.2655 | 1.8589 | -0.26642
70039 | may | 6.0726 | 4.2642 | 1.8083 | -2.7
70040 | jun | 6.3456 | 4.4162 | 1.9295 | 0.11619
70041 | may | 6.186 | 4.1775 | 2.0085 | 1.2011
70043 | jun | 6.4085 | 4.4677 | 1.9408 | -0.78688
70047 | may | 6.0555 | 4.2353 | 1.8203 | -2.8367
70049 | may | 6.0602 | 4.3852 | 1.675 | -3.19
70051 | jun | 6.4872 | 4.5683 | 1.9189 | -2.7391
70052 | jun | 6.4887 | 4.4935 | 1.9952 | -2.4822
70053 | may | 6.1219 | 4.1075 | 2.0143 | -0.94128
70056 | may | 6.1164 | 4.1589 | 1.9575 | -0.79339
70057 | may | 6.0616 | 4.3242 | 1.7375 | -3.067
70058 | may | 6.1219 | 4.1531 | 1.9687 | -0.7528
70062 | may | 6.0605 | 4.158 | 1.9025 | -2.5219
70065 | may | 6.0527 | 4.1709 | 1.8818 | -2.7682
70067 | may | 6.142 | 4.2829 | 1.8591 | -0.020896
70068 | jun | 6.4779 | 4.6822 | 1.7957 | -2.9661
70070 | may | 6.0652 | 4.2442 | 1.821 | -2.7185
70071 | jun | 6.4726 | 4.5499 | 1.9227 | -2.6359
70072 | may | 6.1147 | 4.1827 | 1.932 | -0.88421
70075 | jun | 6.3959 | 4.4653 | 1.9306 | -0.99776
70076 | jun | 6.4642 | 4.6362 | 1.828 | -2.8492
70079 | may | 6.047 | 4.2634 | 1.7836 | -3.0218
70080 | may | 6.0766 | 4.3023 | 1.7742 | -2.8324
70081 | may | 6.176 | 4.0544 | 2.1216 | 1.495
70083 | may | 6.1593 | 4.2683 | 1.891 | 0.54951
70084 | jun | 6.455 | 4.6991 | 1.7559 | -2.9822
70085 | jun | 6.3321 | 4.3488 | 1.9833 | -0.72733
70086 | jun | 6.4765 | 4.529 | 1.9476 | -2.1762
70087 | may | 6.0553 | 4.2029 | 1.8524 | -2.7494
70090 | jun | 6.4593 | 4.7314 | 1.7279 | -3.2106
70091 | may | 6.195 | 4.0877 | 2.1073 | 1.6829
70092 | jun | 6.3869 | 4.4304 | 1.9564 | -0.80333
70094 | may | 6.0878 | 4.1404 | 1.9474 | -1.7863
70112 | may | 6.1254 | 4.0831 | 2.0424 | -1.0007
70113 | may | 6.1254 | 4.0831 | 2.0424 | -1.0007
70114 | may | 6.1248 | 4.0864 | 2.0384 | -0.99451
70115 | may | 6.1246 | 4.0844 | 2.0402 | -1.0166
70116 | may | 6.1254 | 4.0831 | 2.0424 | -1.0007
70117 | may | 6.1254 | 4.0831 | 2.0424 | -1.0007
70118 | may | 6.1249 | 4.0838 | 2.041 | -1.0123
70119 | may | 6.1254 | 4.0831 | 2.0424 | -1.0007
70121 | may | 6.1074 | 4.1002 | 2.0073 | -1.392
70122 | may | 6.1254 | 4.0831 | 2.0424 | -1.0007
70123 | may | 6.0697 | 4.1359 | 1.9338 | -2.2101
70124 | may | 6.1254 | 4.0831 | 2.0424 | -1.0007
70125 | may | 6.1254 | 4.0831 | 2.0424 | -1.0007
70126 | may | 6.0813 | 4.1727 | 1.9086 | -1.2313
70127 | may | 6.0394 | 4.1868 | 1.8526 | -1.8061
70128 | may | 6.0394 | 4.1868 | 1.8526 | -1.8061
70129 | jun | 6.3852 | 4.4432 | 1.942 | -1.5163
70130 | may | 6.1254 | 4.0831 | 2.0424 | -1.0007
70131 | may | 6.1019 | 4.2078 | 1.8941 | -0.76483
70301 | may | 6.0694 | 4.515 | 1.5544 | -3.5298
70339 | jun | 6.5143 | 4.7123 | 1.802 | -1.596
70341 | jun | 6.5274 | 4.3196 | 2.2078 | -0.83182
70342 | apr | 5.2329 | 3.3722 | 1.8607 | -2.4847
70343 | may | 6.1104 | 4.3492 | 1.7612 | -2.198
70344 | apr | 5.3037 | 3.4729 | 1.8308 | -1.5205
70345 | may | 6.1418 | 4.2739 | 1.8679 | -0.81875
70346 | jun | 6.5543 | 4.1441 | 2.4102 | -0.40034
70353 | apr | 5.289 | 3.3583 | 1.9307 | -0.81198
70354 | may | 6.1555 | 4.2557 | 1.8998 | -0.31275
70355 | may | 6.1169 | 4.3271 | 1.7898 | -2.1634
70356 | apr | 5.2448 | 3.4168 | 1.8281 | -2.6066
70357 | may | 6.1692 | 4.2127 | 1.9565 | 0.49476
70358 | may | 6.1633 | 4.1928 | 1.9705 | 0.99382
70359 | apr | 5.2633 | 3.6144 | 1.6489 | -3.7258
70360 | apr | 5.2715 | 3.5279 | 1.7435 | -3.0281
70363 | apr | 5.2922 | 3.5102 | 1.782 | -2.2978
70364 | apr | 5.2778 | 3.6061 | 1.6716 | -3.0917
70372 | apr | 5.2397 | 3.6257 | 1.614 | -2.9572
70373 | may | 6.1305 | 4.2946 | 1.8359 | -1.3248
70374 | may | 6.1212 | 4.3153 | 1.8058 | -1.7679
70375 | may | 6.1133 | 4.361 | 1.7523 | -2.4669
70377 | may | 6.1169 | 4.2945 | 1.8224 | -1.3534
70380 | apr | 5.2239 | 3.4921 | 1.7318 | -2.3748
70390 | jun | 6.4943 | 4.6566 | 1.8377 | -1.9422
70392 | apr | 5.1899 | 3.2917 | 1.8982 | -2.4331
70394 | may | 6.102 | 4.4081 | 1.6939 | -2.8983
70395 | apr | 5.254 | 3.5894 | 1.6645 | -3.5544
70397 | apr | 5.2266 | 3.2747 | 1.9519 | -1.6088
70401 | jun | 6.538 | 4.2523 | 2.2857 | -3.4306
70402 | jun | 6.542 | 4.259 | 2.283 | -3.3663
70403 | jun | 6.5422 | 4.2814 | 2.2608 | -3.1754
70420 | jun | 6.4158 | 4.2869 | 2.1289 | -2.8955
70422 | jun | 6.5454 | 4.0809 | 2.4645 | -3.6629
70426 | jun | 6.4543 | 4.0755 | 2.3788 | -3.2678
70427 | jun | 6.4209 | 4.1296 | 2.2913 | -3.2048
70431 | jun | 6.4104 | 4.2085 | 2.202 | -3.119
70433 | jun | 6.4578 | 4.3688 | 2.089 | -3.0585
70435 | jun | 6.4393 | 4.2739 | 2.1654 | -3.3708
70436 | jun | 6.5317 | 4.0199 | 2.5118 | -4.0886
70437 | jun | 6.457 | 4.2308 | 2.2262 | -3.6612
70438 | jun | 6.455 | 4.096 | 2.359 | -3.9452
70441 | jun | 6.5375 | 4.0216 | 2.5159 | -3.1702
70442 | jun | 6.5043 | 4.1365 | 2.3678 | -4.0603
70443 | jun | 6.55 | 4.1516 | 2.3983 | -3.6165
70444 | jun | 6.5077 | 3.9429 | 2.5648 | -4.0496
70445 | jun | 6.4115 | 4.3683 | 2.0432 | -2.5007
70446 | jun | 6.5048 | 4.2035 | 2.3013 | -3.8074
70447 | jun | 6.4646 | 4.4071 | 2.0575 | -3.0473
70448 | jun | 6.459 | 4.4016 | 2.0574 | -2.8
70449 | jun | 6.5451 | 4.3447 | 2.2003 | -2.2428
70450 | jun | 6.4877 | 3.971 | 2.5167 | -4.1921
70452 | jun | 6.3911 | 4.2294 | 2.1617 | -2.4946
70453 | jun | 6.5817 | 4.0507 | 2.5311 | -2.6039
70454 | jun | 6.5164 | 4.4012 | 2.1152 | -3.0622
70455 | jun | 6.5 | 4.2988 | 2.2013 | -3.4551
70456 | jun | 6.5339 | 4.0485 | 2.4855 | -4.1663
70458 | jun | 6.3828 | 4.3431 | 2.0397 | -2.0414
70460 | jun | 6.3978 | 4.3461 | 2.0517 | -2.2686
70461 | jun | 6.3524 | 4.2618 | 2.0906 | -2.0297
70462 | jun | 6.5498 | 4.3231 | 2.2267 | -2.6471
70466 | jun | 6.5447 | 4.2054 | 2.3394 | -3.4968
70467 | jun | 6.4654 | 4.0368 | 2.4286 | -2.6948
70471 | jun | 6.4471 | 4.3796 | 2.0675 | -2.8043
70501 | jun | 6.5628 | 4.4868 | 2.076 | 0.42387
70503 | jun | 6.5305 | 4.5451 | 1.9854 | 0.54603
70504 | jun | 6.551 | 4.4988 | 2.0522 | 0.52408
70506 | jun | 6.5357 | 4.5173 | 2.0184 | 0.5884
70507 | jun | 6.5645 | 4.4518 | 2.1127 | 0.41797
70508 | jun | 6.5289 | 4.5738 | 1.9551 | 0.46239
70510 | apr | 5.06 | 3.1459 | 1.9141 | 0.52896
70512 | jun | 6.569 | 4.3768 | 2.1922 | -0.22704
70514 | apr | 5.1909 | 3.3408 | 1.8502 | -2.4623
70515 | jun | 6.5321 | 4.29 | 2.2422 | 0.70778
70516 | jun | 6.5247 | 4.4007 | 2.124 | 0.5683
70517 | jun | 6.5636 | 4.4735 | 2.0901 | -0.17486
70518 | jun | 6.5376 | 4.6437 | 1.894 | 0.15827
70520 | jun | 6.567 | 4.4269 | 2.1401 | 0.29388
70525 | jun | 6.5571 | 4.394 | 2.1631 | 0.34216
70526 | jun | 6.4939 | 4.4659 | 2.0281 | 0.72558
70528 | apr | 5.1019 | 3.2745 | 1.8275 | -0.031596
70529 | jun | 6.5111 | 4.5132 | 1.9979 | 0.66679
70531 | jun | 6.4962 | 4.4291 | 2.0671 | 0.51759
70532 | jun | 6.518 | 4.2217 | 2.2962 | 1.0555
70533 | apr | 5.0928 | 3.2088 | 1.884 | 0.14683
70535 | jun | 6.5373 | 4.3245 | 2.2127 | 0.52441
70537 | jun | 6.4988 | 4.4053 | 2.0935 | 0.41108
70538 | apr | 5.1675 | 3.2387 | 1.9288 | -2.3282
70542 | jun | 6.4945 | 4.4921 | 2.0024 | 0.68056
70543 | jun | 6.4984 | 4.3727 | 2.1257 | 0.60629
70544 | apr | 5.1971 | 3.4486 | 1.7485 | -1.8986
70546 | jun | 6.503 | 4.3464 | 2.1566 | 0.60856
70548 | apr | 5.0128 | 3.1012 | 1.9116 | 1.0259
70549 | jun | 6.4854 | 4.3356 | 2.1498 | 0.99631
70552 | apr | 5.202 | 3.5144 | 1.6875 | -1.1151
70554 | jun | 6.5865 | 4.2278 | 2.3588 | 0.59221
70555 | jun | 6.4918 | 4.6142 | 1.8777 | 0.63731
70559 | jun | 6.5043 | 4.4759 | 2.0284 | 0.50727
70560 | apr | 5.1337 | 3.3093 | 1.8244 | -0.57895
70563 | apr | 5.1929 | 3.4421 | 1.7508 | -0.89548
70570 | jun | 6.5661 | 4.3484 | 2.2177 | -0.20043
70577 | jun | 6.5746 | 4.3242 | 2.2504 | -0.6582
70578 | jun | 6.4979 | 4.4826 | 2.0153 | 0.69595
70581 | jun | 6.501 | 4.3105 | 2.1905 | 0.69471
70582 | jun | 6.5384 | 4.6497 | 1.8887 | -0.77073
70583 | jun | 6.5405 | 4.4648 | 2.0757 | 0.6004
70584 | jun | 6.5684 | 4.4055 | 2.1629 | 0.28037
70586 | jun | 6.5924 | 4.2165 | 2.3759 | 0.11335
70589 | jun | 6.5844 | 4.2983 | 2.2861 | -0.74534
70591 | jun | 6.5007 | 4.2393 | 2.2614 | 1.3083
70592 | jun | 6.5089 | 4.6654 | 1.8435 | 0.33534
70601 | jun | 6.4609 | 4.0117 | 2.4492 | 3.6966
70605 | jun | 6.4594 | 4.0195 | 2.4398 | 4.0761
70607 | jun | 6.4525 | 4.0586 | 2.3938 | 3.7397
70609 | jun | 6.458 | 4.0133 | 2.4446 | 3.821
70611 | jun | 6.5033 | 4.0074 | 2.4959 | 3.6721
70615 | jun | 6.4612 | 4.0411 | 2.4201 | 3.2146
70630 | jun | 6.4526 | 4.136 | 2.3166 | 2.8
70631 | jun | 6.4388 | 4.208 | 2.2308 | 3.9944
70632 | jun | 6.4418 | 4.2257 | 2.2161 | 3.3415
70633 | jun | 6.5212 | 3.9979 | 2.5233 | 4.3893
70634 | jun | 6.5366 | 3.8743 | 2.6623 | 4.6115
70637 | jun | 6.5254 | 3.9702 | 2.5552 | 3.195
70639 | aug | 6.1192 | 3.2642 | 2.855 | 6.6602
70643 | jun | 6.4349 | 4.3887 | 2.0462 | 2.1983
70645 | jun | 6.4714 | 4.1275 | 2.3439 | 4.3368
70647 | jun | 6.4781 | 4.1094 | 2.3687 | 2.5359
70648 | jun | 6.513 | 4.0995 | 2.4135 | 2.1803
70650 | jun | 6.4464 | 4.2138 | 2.2326 | 2.0301
70652 | jun | 6.5233 | 3.9532 | 2.5702 | 4.1174
70653 | jun | 6.5368 | 3.9232 | 2.6136 | 5.5684
70654 | jun | 6.5655 | 3.962 | 2.6035 | 2.898
70655 | jun | 6.5497 | 4.1173 | 2.4324 | 1.5526
70656 | jun | 6.5837 | 3.7974 | 2.7863 | 3.7885
70657 | jun | 6.526 | 3.9931 | 2.5329 | 3.5847
70658 | jun | 6.5156 | 4.0316 | 2.484 | 2.8579
70660 | jun | 6.517 | 3.9719 | 2.5451 | 4.7889
70661 | jun | 6.4855 | 4.0833 | 2.4023 | 4.7728
70662 | jun | 6.5551 | 3.8919 | 2.6632 | 3.532
70663 | jun | 6.4877 | 4.0223 | 2.4654 | 4.2809
70665 | jun | 6.4722 | 4.0667 | 2.4055 | 4.3032
70668 | jun | 6.4865 | 4.1321 | 2.3544 | 4.4305
70669 | jun | 6.4707 | 4.0042 | 2.4666 | 3.9577
70706 | jun | 6.5879 | 3.9528 | 2.6351 | -1.2758
70710 | jun | 6.6162 | 4.0502 | 2.566 | -0.024278
70711 | jun | 6.5569 | 4.1899 | 2.3671 | -3.1
70712 | jun | 6.6172 | 4.1667 | 2.4505 | -1.2646
70714 | jun | 6.6042 | 3.8358 | 2.7685 | 0.025593
70715 | jun | 6.6245 | 4.2015 | 2.423 | -1.038
70719 | jun | 6.6176 | 4.0185 | 2.5991 | 0.048643
70721 | jun | 6.6191 | 4.0494 | 2.5697 | -0.0947
70722 | jun | 6.5456 | 4.0956 | 2.4499 | -2.2351
70723 | jun | 6.4867 | 4.3858 | 2.101 | -1.7365
70725 | jun | 6.5439 | 4.1663 | 2.3777 | -0.78566
70726 | jun | 6.6026 | 3.9825 | 2.6201 | -0.98532
70729 | jun | 6.6312 | 3.9961 | 2.6351 | -0.18929
70730 | jun | 6.5634 | 4.1341 | 2.4293 | -1.6322
70732 | jun | 6.6289 | 4.239 | 2.3899 | -0.70306
70733 | jun | 6.5734 | 4.161 | 2.4124 | -1.5654
70734 | jun | 6.6058 | 4.0443 | 2.5615 | -0.36354
70736 | jun | 6.6285 | 4.0309 | 2.5976 | -0.38463
70737 | jun | 6.5891 | 4.0851 | 2.504 | -0.77494
70739 | jun | 6.5897 | 3.9221 | 2.6676 | -0.90942
70740 | jun | 6.5755 | 4.3449 | 2.2306 | -0.57392
70744 | jun | 6.5724 | 4.1414 | 2.431 | -2.7383
70748 | jun | 6.5883 | 4.1574 | 2.4309 | -1.4401
70749 | jun | 6.637 | 4.1042 | 2.5328 | -0.54036
70750 | jun | 6.595 | 4.3126 | 2.2825 | -0.70034
70752 | jun | 6.6454 | 4.0984 | 2.5471 | -0.34441
70753 | jun | 6.6479 | 4.1248 | 2.523 | -0.90214
70754 | jun | 6.5708 | 4.1466 | 2.4242 | -1.9593
70755 | jun | 6.6355 | 4.1749 | 2.4606 | -0.52322
70756 | jun | 6.6235 | 4.2696 | 2.3539 | -0.61719
70757 | jun | 6.6264 | 4.2692 | 2.3572 | -0.52575
70759 | jun | 6.6247 | 4.2089 | 2.4158 | -0.82854
70760 | jun | 6.6268 | 4.1604 | 2.4664 | -0.8093
70761 | jun | 6.5347 | 4.2409 | 2.2938 | -2.8412
70762 | jun | 6.6397 | 4.1323 | 2.5074 | -0.39581
70763 | jun | 6.4851 | 4.4483 | 2.0367 | -2.2017
70764 | jun | 6.5672 | 4.3704 | 2.1968 | -0.67476
70767 | jun | 6.6224 | 4.0173 | 2.6051 | -0.018372
70769 | jun | 6.6082 | 4.0194 | 2.5888 | -0.71376
70770 | jun | 6.5828 | 3.9291 | 2.6537 | -0.91366
70772 | jun | 6.6209 | 4.1856 | 2.4353 | -0.27355
70773 | jun | 6.6396 | 4.0454 | 2.5942 | -0.30269
70774 | jun | 6.5418 | 4.2852 | 2.2567 | -1.7696
70775 | jun | 6.582 | 4.2635 | 2.3185 | -1.8716
70776 | jun | 6.6294 | 3.9749 | 2.6545 | -0.049946
70777 | jun | 6.5682 | 4.0265 | 2.5417 | -1.2182
70778 | jun | 6.5406 | 4.217 | 2.3236 | -1.2517
70780 | jun | 6.6249 | 4.0196 | 2.6054 | -0.016071
70783 | jun | 6.6275 | 4.1205 | 2.507 | -0.73806
70785 | jun | 6.5928 | 4.0195 | 2.5732 | -1.8208
70788 | jun | 6.5705 | 4.2717 | 2.2988 | -0.47705
70789 | jun | 6.543 | 4.2509 | 2.2921 | -2.5914
70791 | jun | 6.5948 | 3.9369 | 2.6579 | -0.48471
70792 | jun | 6.4738 | 4.5339 | 1.9399 | -2.4838
70801 | jun | 6.6182 | 3.8873 | 2.7309 | 0.15615
70802 | jun | 6.6163 | 3.8767 | 2.7396 | 0.14858
70803 | jun | 6.6194 | 3.8992 | 2.7202 | 0.15213
70805 | jun | 6.6129 | 3.8574 | 2.7556 | 0.13523
70806 | jun | 6.6118 | 3.8505 | 2.7613 | 0.12925
70807 | jun | 6.6155 | 3.8725 | 2.7431 | 0.11911
70808 | jun | 6.6162 | 3.8806 | 2.7356 | 0.12714
70809 | jun | 6.6137 | 3.8728 | 2.7409 | -0.003108
70810 | jun | 6.6208 | 3.9156 | 2.7052 | -0.002724
70811 | jun | 6.6071 | 3.8262 | 2.7809 | 0.10851
70812 | jun | 6.6082 | 3.8311 | 2.777 | 0.11638
70813 | jun | 6.6148 | 3.8664 | 2.7484 | 0.14311
70814 | jun | 6.6063 | 3.8339 | 2.7724 | 0.001402
70815 | jun | 6.6079 | 3.8399 | 2.768 | 0.005207
70816 | jun | 6.6107 | 3.8773 | 2.7334 | -0.24316
70817 | jun | 6.614 | 3.9374 | 2.6767 | -0.4586
70818 | jun | 6.602 | 3.8305 | 2.7715 | -0.10959
70819 | jun | 6.6068 | 3.8718 | 2.735 | -0.30562
70820 | jun | 6.621 | 3.9447 | 2.6763 | 0.089341
71001 | jun | 6.7586 | 2.997 | 3.7616 | 8.3508
71002 | jun | 6.6924 | 3.0197 | 3.6727 | 9.4335
71003 | jun | 6.7596 | 2.9695 | 3.7901 | 9.0444
71004 | jul | 7.173 | 2.9514 | 4.2216 | 12.1432
71006 | jul | 7.1178 | 2.9995 | 4.1182 | 11.7009
71007 | aug | 6.629 | 2.2203 | 4.4087 | 12.9244
71008 | jun | 6.7376 | 3.019 | 3.7186 | 8.7636
71016 | jun | 6.6928 | 3.0054 | 3.6873 | 9.3732
71018 | jul | 7.0626 | 3.2162 | 3.8464 | 10.381
71019 | aug | 6.3917 | 2.5645 | 3.8271 | 10.69
71023 | jul | 6.9966 | 2.9983 | 3.9983 | 11.7356
71024 | jun | 6.7587 | 2.9599 | 3.7988 | 10.1818
71027 | jul | 7.038 | 2.812 | 4.226 | 12.8679
71028 | jun | 6.7593 | 2.9788 | 3.7806 | 9.3996
71029 | jul | 7.1603 | 3.067 | 4.0933 | 11.5031
71030 | aug | 6.5258 | 2.3027 | 4.223 | 12.6275
71031 | jun | 6.7205 | 3.0443 | 3.6761 | 8.2496
71032 | aug | 6.5159 | 2.3307 | 4.1852 | 12.3554
71033 | aug | 6.6479 | 2.228 | 4.4199 | 12.9532
71034 | aug | 6.3984 | 2.5712 | 3.8272 | 10.706
71037 | jul | 7.0658 | 2.9072 | 4.1586 | 12.3105
71038 | jun | 6.7916 | 2.9015 | 3.8902 | 9.0647
71039 | aug | 6.4395 | 2.6094 | 3.8302 | 10.8925
71040 | jun | 6.7814 | 2.9262 | 3.8552 | 8.9006
71043 | jul | 7.1867 | 3.0898 | 4.0969 | 11.6634
71044 | jul | 7.2014 | 3.148 | 4.0534 | 11.7037
71045 | jun | 6.7294 | 2.9726 | 3.7568 | 10.0068
71046 | aug | 6.5414 | 2.2505 | 4.2909 | 12.6776
71047 | jul | 7.0851 | 2.7398 | 4.3453 | 12.9857
71048 | jun | 6.8069 | 2.8631 | 3.9438 | 8.6882
71049 | aug | 6.5345 | 2.2658 | 4.2687 | 12.6792
71051 | jul | 7.0012 | 2.8927 | 4.1085 | 12.3822
71052 | aug | 6.4574 | 2.4151 | 4.0423 | 11.7377
71055 | jul | 6.9954 | 3.2052 | 3.7902 | 10.4198
71060 | jul | 7.202 | 2.8228 | 4.3791 | 12.6577
71061 | jul | 7.2066 | 2.9091 | 4.2975 | 12.4182
71063 | aug | 6.4038 | 2.5204 | 3.8833 | 10.8218
71064 | jul | 7.1298 | 3.2258 | 3.904 | 10.4662
71065 | aug | 6.3467 | 2.5693 | 3.7774 | 10.2234
71067 | jul | 7.0725 | 2.941 | 4.1315 | 12.1097
71068 | aug | 6.4242 | 2.5676 | 3.8566 | 10.9897
71069 | aug | 6.7044 | 2.5258 | 4.1786 | 12.3292
71070 | jun | 6.7068 | 3.0341 | 3.6727 | 8.7439
71071 | jul | 7.1002 | 3.3079 | 3.7922 | 10.0351
71072 | jun | 6.7665 | 3.0659 | 3.7005 | 9.6089
71073 | jul | 6.9647 | 3.1284 | 3.8364 | 10.8853
71075 | jul | 7.1172 | 3.3575 | 3.7597 | 9.9147
71078 | jul | 7.0574 | 2.7629 | 4.2946 | 13.0124
71079 | jun | 6.8458 | 2.7763 | 4.0696 | 8.7535
71082 | jul | 7.2194 | 2.9643 | 4.2551 | 12.3414
71101 | jul | 7.1473 | 2.7389 | 4.4084 | 13.7908
71103 | jul | 7.1462 | 2.7354 | 4.4108 | 13.7744
71104 | jul | 7.1405 | 2.7313 | 4.4092 | 13.821
71105 | jul | 7.1203 | 2.7285 | 4.3918 | 13.7517
71106 | jul | 7.1047 | 2.7266 | 4.3781 | 13.6779
71107 | jul | 7.1644 | 2.8055 | 4.3589 | 13.074
71108 | jul | 7.1324 | 2.7199 | 4.4125 | 13.7908
71109 | jul | 7.1369 | 2.7346 | 4.4023 | 13.6541
71110 | jul | 7.1113 | 2.7774 | 4.3339 | 13.2783
71111 | jul | 7.1491 | 2.795 | 4.3541 | 13.3328
71112 | jul | 7.0817 | 2.75 | 4.3317 | 13.4407
71115 | jul | 7.0454 | 2.8067 | 4.2387 | 13.0166
71118 | jul | 7.114 | 2.7218 | 4.3922 | 13.6501
71119 | jul | 7.1459 | 2.7544 | 4.3915 | 13.1665
71129 | aug | 6.6204 | 2.2396 | 4.3808 | 13.2355
71201 | aug | 6.2502 | 2.5232 | 3.727 | 7.089
71202 | aug | 6.24 | 2.5884 | 3.6516 | 6.7581
71203 | aug | 6.2505 | 2.5403 | 3.7102 | 6.6904
71209 | aug | 6.2406 | 2.5013 | 3.7393 | 7.1578
71219 | jun | 6.816 | 3.3039 | 3.5121 | 5.173
71220 | aug | 6.2887 | 2.6504 | 3.6383 | 5.4841
71222 | jun | 6.8165 | 2.9366 | 3.8799 | 8.0183
71223 | aug | 6.292 | 2.5687 | 3.7233 | 5.368
71225 | aug | 6.2993 | 2.7365 | 3.5629 | 6.398
71226 | jun | 6.7233 | 3.1884 | 3.5348 | 6.2514
71227 | jun | 6.7869 | 3.2323 | 3.5546 | 6.6657
71229 | aug | 6.2402 | 2.5976 | 3.6426 | 5.8077
71232 | aug | 6.1958 | 2.6121 | 3.5837 | 5.4359
71234 | aug | 6.3266 | 2.7142 | 3.6124 | 6.662
71235 | jun | 6.7871 | 3.0305 | 3.7565 | 7.7668
71237 | aug | 6.2148 | 2.5429 | 3.6719 | 5.4502
71238 | jun | 6.7803 | 3.2627 | 3.5176 | 6.2411
71241 | jun | 6.8418 | 3.1863 | 3.6554 | 6.9006
71243 | jun | 6.7626 | 3.2439 | 3.5186 | 3.8942
71245 | jun | 6.771 | 3.0815 | 3.6895 | 7.535
71250 | aug | 6.2886 | 2.4954 | 3.7933 | 5.6019
71251 | jun | 6.7144 | 3.105 | 3.6094 | 7.1515
71254 | aug | 6.2169 | 2.3804 | 3.8365 | 5.4433
71256 | jun | 6.8551 | 2.8 | 4.0551 | 8.4225
71259 | jun | 6.8201 | 3.287 | 3.5331 | 5.5093
71260 | jun | 6.8625 | 3.183 | 3.6795 | 6.5904
71261 | aug | 6.2505 | 2.5841 | 3.6664 | 5.2587
71263 | aug | 6.2398 | 2.4437 | 3.7961 | 5.5044
71264 | aug | 6.241 | 2.5885 | 3.6525 | 5.6695
71266 | aug | 6.2142 | 2.5076 | 3.7066 | 5.3919
71268 | jun | 6.7431 | 3.0892 | 3.6539 | 7.646
71269 | aug | 6.23 | 2.6233 | 3.6067 | 5.8531
71270 | jun | 6.7706 | 3.1326 | 3.638 | 7.1941
71275 | jun | 6.764 | 3.0472 | 3.7168 | 7.9174
71276 | aug | 6.1805 | 2.4488 | 3.7317 | 5.6985
71277 | jun | 6.8488 | 2.8867 | 3.9621 | 7.791
71280 | aug | 6.287 | 2.6109 | 3.6761 | 6.3143
71282 | jun | 6.7988 | 3.1406 | 3.6582 | 5.6644
71286 | aug | 6.195 | 2.4325 | 3.7625 | 5.548
71291 | aug | 6.2887 | 2.609 | 3.6798 | 6.7214
71292 | aug | 6.2656 | 2.6865 | 3.5791 | 6.4173
71295 | jun | 6.7783 | 3.2662 | 3.5121 | 4.5354
71301 | jun | 6.6813 | 3.484 | 3.1973 | 2.527
71302 | jun | 6.6805 | 3.6245 | 3.056 | 1.5401
71303 | jun | 6.6776 | 3.386 | 3.2916 | 3.4794
71316 | jun | 6.6484 | 3.7295 | 2.9189 | 0.096447
71322 | jun | 6.6146 | 4.2236 | 2.3911 | -0.67673
71323 | jun | 6.6652 | 3.3323 | 3.3329 | 1.789
71325 | jun | 6.6568 | 3.9671 | 2.6897 | 0.35801
71326 | jun | 6.7094 | 3.2239 | 3.4856 | 3.2596
71327 | jun | 6.6591 | 4.1093 | 2.5498 | -0.74955
71328 | jun | 6.6755 | 3.0852 | 3.5903 | 2.6368
71331 | jun | 6.6544 | 3.438 | 3.2165 | 1.317
71333 | jun | 6.6472 | 4.2261 | 2.4211 | -1.0012
71334 | jun | 6.7063 | 3.3346 | 3.3718 | 2.2603
71336 | jun | 6.7307 | 3.2173 | 3.5134 | 4.0216
71340 | jun | 6.741 | 3.1818 | 3.5591 | 3.5016
71341 | jun | 6.6664 | 3.9554 | 2.711 | -0.11893
71342 | jun | 6.6893 | 3.0359 | 3.6535 | 3.1836
71343 | jun | 6.7066 | 3.3039 | 3.4026 | 2.0869
71346 | jun | 6.6763 | 3.7877 | 2.8886 | 1.1194
71350 | jun | 6.6624 | 3.9546 | 2.7078 | -0.31516
71351 | jun | 6.6545 | 3.7512 | 2.9034 | 0.23912
71353 | jun | 6.6226 | 4.2471 | 2.3755 | -0.93219
71354 | jun | 6.6609 | 3.7019 | 2.959 | 0.27362
71355 | jun | 6.6535 | 3.9752 | 2.6783 | -0.51407
71356 | jun | 6.6234 | 4.2584 | 2.365 | -0.97951
71357 | jun | 6.7045 | 3.0396 | 3.6649 | 5.2179
71358 | jun | 6.6084 | 4.2654 | 2.343 | -0.9349
71360 | jun | 6.686 | 3.2813 | 3.4046 | 2.574
71362 | jun | 6.6433 | 4.1933 | 2.45 | -0.96802
71366 | jun | 6.6921 | 3.0572 | 3.6349 | 4.4584
71367 | jun | 6.6066 | 4.1954 | 2.4112 | -0.27155
71368 | jun | 6.7372 | 3.2364 | 3.5009 | 3.4105
71369 | jun | 6.6554 | 4.1313 | 2.524 | -0.88223
71371 | jun | 6.7034 | 2.9245 | 3.7788 | 4.4134
71373 | jun | 6.684 | 3.5996 | 3.0845 | 0.68941
71375 | jun | 6.6765 | 3.1445 | 3.532 | 3.5368
71378 | jun | 6.7526 | 3.2487 | 3.5039 | 3.7056
71401 | jun | 6.7358 | 3.1453 | 3.5905 | 3.5657
71403 | aug | 6.1695 | 2.9998 | 3.1697 | 7.167
71404 | jun | 6.6837 | 3.0583 | 3.6255 | 6.6675
71405 | jun | 6.7015 | 3.0866 | 3.6149 | 3.2002
71406 | aug | 6.3182 | 2.6029 | 3.7153 | 9.85
71407 | jun | 6.696 | 3.0291 | 3.6669 | 4.5924
71409 | jun | 6.6734 | 3.3335 | 3.3399 | 4.7811
71411 | jun | 6.7204 | 3.0605 | 3.6599 | 9.0476
71416 | jun | 6.6762 | 3.1886 | 3.4876 | 6.896
71417 | jun | 6.6896 | 3.1054 | 3.5842 | 5.684
71418 | jun | 6.7772 | 3.2092 | 3.568 | 5.37
71419 | aug | 6.4014 | 2.4662 | 3.9353 | 11.2121
71422 | jun | 6.7321 | 3.0671 | 3.665 | 7.0401
71423 | jun | 6.7076 | 3.0186 | 3.689 | 5.3834
71424 | jun | 6.6371 | 3.5401 | 3.0969 | 3.5997
71425 | jun | 6.7571 | 3.2046 | 3.5525 | 3.7508
71426 | aug | 6.2636 | 2.7551 | 3.5084 | 8.665
71427 | jun | 6.6581 | 3.3382 | 3.3199 | 5.8033
71429 | aug | 6.2224 | 2.8376 | 3.3847 | 8.0888
71430 | jun | 6.621 | 3.8516 | 2.7694 | 1.542
71432 | jun | 6.7395 | 2.9586 | 3.7809 | 5.5377
71433 | jun | 6.5988 | 3.8412 | 2.7577 | 2.2633
71435 | jun | 6.7493 | 3.1504 | 3.599 | 5.2713
71438 | jun | 6.6083 | 3.6463 | 2.962 | 3.9168
71439 | aug | 6.1661 | 2.9406 | 3.2255 | 7.1047
71441 | jun | 6.7523 | 3.111 | 3.6413 | 4.8275
71446 | jun | 6.5946 | 3.6349 | 2.9597 | 5.711
71447 | jun | 6.6687 | 3.2478 | 3.4208 | 5.9564
71449 | aug | 6.2992 | 2.6964 | 3.6028 | 9.2305
71450 | aug | 6.3246 | 2.6232 | 3.7014 | 9.8292
71454 | jun | 6.6742 | 3.1 | 3.5742 | 7.0352
71455 | jun | 6.6526 | 3.3869 | 3.2657 | 5.8636
71456 | jun | 6.6721 | 3.1623 | 3.5098 | 7.7104
71457 | jun | 6.6819 | 3.1293 | 3.5526 | 8.4983
71459 | jun | 6.5789 | 3.7326 | 2.8463 | 5.2068
71461 | aug | 6.1096 | 3.1689 | 2.9407 | 6.0611
71462 | aug | 6.3713 | 2.5165 | 3.8548 | 10.8748
71463 | jun | 6.5897 | 4.0158 | 2.5739 | 1.8164
71465 | jun | 6.745 | 3.0643 | 3.6807 | 4.8323
71466 | jun | 6.658 | 3.4693 | 3.1887 | 4.4098
71467 | jun | 6.6955 | 2.9366 | 3.7589 | 4.2866
71468 | jun | 6.6483 | 3.353 | 3.2953 | 7.1062
71469 | aug | 6.2833 | 2.7367 | 3.5466 | 8.8945
71472 | jun | 6.6456 | 3.5237 | 3.1219 | 4.3724
71473 | jun | 6.7334 | 3.1014 | 3.6321 | 6.1081
71479 | jun | 6.7538 | 3.0025 | 3.7513 | 5.5333
71483 | jun | 6.7259 | 3.0334 | 3.6925 | 6.8839
71485 | jun | 6.6443 | 3.6446 | 2.9997 | 2.385
71486 | aug | 6.3403 | 2.5832 | 3.757 | 10.177
71601 | jun | 7.1763 | 2.4617 | 4.7146 | 8.4861
71602 | jun | 7.1549 | 2.7694 | 4.3855 | 7.6411
71603 | jun | 7.1523 | 2.6144 | 4.5379 | 7.8808
71630 | aug | 6.3451 | 2.2 | 4.1451 | 6.1241
71631 | jun | 7.0077 | 2.7208 | 4.2869 | 7.6267
71635 | jun | 6.9559 | 3.1318 | 3.8241 | 6.4225
71638 | jun | 7.038 | 3.0604 | 3.9776 | 6.2292
71639 | jun | 7.1064 | 2.8104 | 4.296 | 7.0095
71640 | aug | 6.2943 | 2.2988 | 3.9955 | 5.7544
71642 | jun | 6.9957 | 2.9437 | 4.0519 | 6.6664
71643 | jun | 7.1282 | 2.7159 | 4.4122 | 7.5121
71644 | jun | 7.1337 | 2.6193 | 4.5144 | 7.7393
71646 | jun | 6.9683 | 3.1627 | 3.8056 | 5.9843
71647 | jun | 6.9841 | 2.8616 | 4.1225 | 7.2073
71651 | jun | 6.9786 | 2.7878 | 4.1908 | 7.7357
71652 | jun | 7.1156 | 2.7125 | 4.4031 | 7.9121
71653 | aug | 6.2962 | 2.2384 | 4.0578 | 5.7837
71654 | aug | 6.3511 | 2.2676 | 4.0835 | 6.3111
71655 | jun | 7.0662 | 2.8312 | 4.235 | 6.8227
71656 | jun | 7.0698 | 2.8174 | 4.2524 | 6.918
71658 | aug | 6.2931 | 2.4265 | 3.8666 | 5.9676
71660 | jun | 7.1121 | 2.6605 | 4.4517 | 7.7814
71661 | aug | 6.3079 | 2.4125 | 3.8954 | 5.852
71662 | jun | 7.0759 | 2.9335 | 4.1424 | 6.5622
71663 | aug | 6.2977 | 2.3714 | 3.9263 | 5.8377
71665 | jun | 7.1276 | 2.634 | 4.4937 | 7.9374
71666 | aug | 6.3384 | 2.1814 | 4.157 | 6.1203
71667 | jun | 7.1212 | 2.5208 | 4.6004 | 7.9499
71670 | jun | 7.0878 | 2.8918 | 4.196 | 6.7076
71671 | jun | 7.0325 | 2.716 | 4.3166 | 7.4655
71674 | aug | 6.3642 | 2.2697 | 4.0944 | 6.3814
71675 | jun | 7.0696 | 2.7387 | 4.3309 | 7.3312
71676 | aug | 6.3016 | 2.4791 | 3.8225 | 5.7688
71677 | jun | 7.0826 | 2.8774 | 4.2052 | 6.7264
71678 | jun | 7.1542 | 2.4794 | 4.6747 | 8.3027
71701 | jun | 6.9811 | 2.8891 | 4.092 | 8.3388
71720 | jun | 7.0078 | 2.8558 | 4.152 | 8.0743
71722 | aug | 6.6216 | 2.8711 | 3.7506 | 7.3581
71725 | jun | 7.0858 | 3.0212 | 4.0646 | 7.7487
71726 | jun | 6.9755 | 3.0889 | 3.8866 | 7.951
71730 | jun | 6.9339 | 2.6697 | 4.2641 | 8.5011
71740 | jun | 6.8429 | 2.9416 | 3.9014 | 9.1483
71742 | jun | 7.0877 | 2.8194 | 4.2683 | 7.7889
71743 | aug | 6.6295 | 2.8156 | 3.8139 | 7.6953
71744 | jun | 6.9988 | 2.7153 | 4.2835 | 8.2019
71745 | jun | 6.995 | 2.7159 | 4.2791 | 7.8756
71747 | jun | 6.9352 | 3.0696 | 3.8656 | 6.8975
71748 | jun | 7.1025 | 2.8091 | 4.2934 | 7.833
71749 | jun | 6.8933 | 2.6986 | 4.1947 | 8.862
71751 | jun | 6.9593 | 2.6845 | 4.2748 | 8.7161
71752 | jun | 6.8829 | 3.1021 | 3.7807 | 8.2329
71753 | jun | 6.8641 | 2.9895 | 3.8746 | 8.8511
71758 | jun | 6.9238 | 2.7118 | 4.2121 | 8.7827
71762 | jun | 6.9543 | 2.6231 | 4.3313 | 8.8391
71763 | jun | 7.0516 | 3.0316 | 4.02 | 7.9733
71764 | jun | 6.9184 | 2.9304 | 3.988 | 8.3839
71765 | jun | 6.9432 | 2.9052 | 4.0381 | 7.4387
71766 | jun | 7.068 | 2.764 | 4.304 | 7.7916
71770 | aug | 6.5652 | 2.887 | 3.6783 | 8.5678
71801 | aug | 6.6593 | 2.7546 | 3.9046 | 8.724
71822 | aug | 6.7679 | 2.3897 | 4.3781 | 12.5249
71825 | aug | 6.6732 | 2.7166 | 3.9566 | 7.5542
71826 | jul | 7.1733 | 3.3632 | 3.8102 | 10.6242
71827 | aug | 6.5889 | 2.863 | 3.7259 | 8.9509
71828 | aug | 6.6094 | 2.8835 | 3.7259 | 7.3315
71831 | aug | 6.67 | 2.6042 | 4.0658 | 9.3989
71832 | aug | 6.7324 | 2.3217 | 4.4106 | 9.5035
71833 | aug | 6.607 | 2.4676 | 4.1394 | 7.4641
71834 | aug | 6.6938 | 2.5963 | 4.0976 | 12.4221
71835 | aug | 6.6556 | 2.83 | 3.8255 | 7.3462
71836 | aug | 6.8243 | 2.2369 | 4.5874 | 12.7388
71837 | aug | 6.6799 | 2.6462 | 4.0337 | 12.4839
71838 | aug | 6.6914 | 2.6217 | 4.0697 | 10.7614
71839 | aug | 6.6585 | 2.7235 | 3.935 | 11.4772
71841 | aug | 6.6839 | 2.347 | 4.3369 | 8.1929
71842 | aug | 6.7863 | 2.3105 | 4.4758 | 11.2036
71845 | aug | 6.6377 | 2.7848 | 3.8529 | 10.2668
71846 | aug | 6.7037 | 2.4004 | 4.3033 | 10.2303
71847 | aug | 6.6788 | 2.6586 | 4.0203 | 7.8286
71851 | aug | 6.6847 | 2.5046 | 4.1801 | 10.0053
71852 | aug | 6.6572 | 2.5357 | 4.1215 | 8.4053
71853 | aug | 6.7303 | 2.5345 | 4.1958 | 12.567
71854 | aug | 6.7005 | 2.5945 | 4.106 | 12.6903
71855 | aug | 6.6728 | 2.6331 | 4.0397 | 8.5721
71857 | aug | 6.6617 | 2.81 | 3.8517 | 7.213
71858 | aug | 6.6009 | 2.8807 | 3.7202 | 7.6063
71859 | aug | 6.7048 | 2.5324 | 4.1724 | 10.8887
71860 | aug | 6.6061 | 2.8421 | 3.764 | 9.6866
71861 | aug | 6.5649 | 2.8654 | 3.6995 | 9.7219
71862 | aug | 6.6534 | 2.6614 | 3.992 | 9.1051
71864 | aug | 6.5872 | 2.8811 | 3.706 | 8.0256
71865 | aug | 6.7286 | 2.4173 | 4.3113 | 11.7875
71866 | aug | 6.8115 | 2.2467 | 4.5648 | 11.7372
71901 | aug | 6.5763 | 2.6549 | 3.9214 | 8.0359
71909 | aug | 6.5434 | 2.6293 | 3.914 | 7.986
71913 | aug | 6.5784 | 2.6838 | 3.8947 | 7.6714
71921 | aug | 6.5859 | 2.7083 | 3.8776 | 6.98
71922 | aug | 6.641 | 2.7244 | 3.9166 | 7.1617
71923 | aug | 6.6339 | 2.7651 | 3.8688 | 7.8448
71929 | aug | 6.5954 | 2.7142 | 3.8812 | 7.3405
71933 | aug | 6.5672 | 2.6988 | 3.8684 | 6.9514
71935 | aug | 6.5155 | 2.6565 | 3.859 | 5.6619
71937 | aug | 6.5582 | 2.4186 | 4.1395 | 5.4222
71940 | aug | 6.6364 | 2.6949 | 3.9416 | 7.0528
71941 | aug | 6.633 | 2.7265 | 3.9065 | 7.9737
71942 | aug | 6.6396 | 2.7303 | 3.9093 | 7.9517
71943 | aug | 6.5378 | 2.677 | 3.8607 | 6.2733
71944 | aug | 6.6259 | 2.3819 | 4.244 | 6.9247
71945 | aug | 6.5018 | 2.4483 | 4.0535 | 4.4932
71949 | aug | 6.524 | 2.675 | 3.849 | 7.5902
71950 | aug | 6.5696 | 2.6489 | 3.9207 | 6.4238
71952 | aug | 6.5357 | 2.5914 | 3.9443 | 5.4858
71953 | aug | 6.456 | 2.5294 | 3.9266 | 4.2938
71956 | aug | 6.5477 | 2.6674 | 3.8803 | 7.7217
71957 | aug | 6.5509 | 2.6454 | 3.9054 | 6.7295
71958 | aug | 6.6279 | 2.616 | 4.0118 | 7.0792
71959 | aug | 6.5723 | 2.5425 | 4.0298 | 6.2462
71960 | aug | 6.4953 | 2.6285 | 3.8668 | 5.1233
71961 | aug | 6.4953 | 2.6179 | 3.8774 | 5.7675
71962 | aug | 6.6382 | 2.7424 | 3.8958 | 7.3183
71964 | aug | 6.561 | 2.6936 | 3.8673 | 7.2701
71965 | aug | 6.525 | 2.6423 | 3.8826 | 6.4634
71968 | aug | 6.5697 | 2.6715 | 3.8982 | 7.5441
71969 | aug | 6.5195 | 2.6645 | 3.855 | 6.7542
71970 | aug | 6.5075 | 2.6883 | 3.8192 | 7.1577
71971 | aug | 6.5426 | 2.4545 | 4.0881 | 5.6297
71972 | aug | 6.4944 | 2.4288 | 4.0656 | 4.3913
71973 | aug | 6.5795 | 2.4029 | 4.1766 | 5.9427
71998 | aug | 6.6507 | 2.7512 | 3.8995 | 7.9144
71999 | aug | 6.6534 | 2.7504 | 3.903 | 7.9072
72001 | jul | 7.2929 | 3.0687 | 4.2242 | 10.2827
72002 | jul | 7.342 | 3.2553 | 4.0867 | 9.1485
72003 | jun | 7.1901 | 2.9267 | 4.2634 | 7.6341
72004 | jun | 7.2243 | 2.5839 | 4.6403 | 8.4233
72005 | jul | 7.3403 | 3.1964 | 4.1439 | 8.6126
72006 | jul | 7.3269 | 3.2358 | 4.0911 | 8.0692
72007 | jul | 7.3605 | 3.1558 | 4.2047 | 8.9338
72010 | jul | 7.2942 | 3.2359 | 4.0583 | 8.0005
72011 | jun | 7.1918 | 3.1695 | 4.0223 | 8.6668
72012 | jul | 7.3345 | 3.1479 | 4.1865 | 8.7429
72013 | jul | 7.2258 | 2.9805 | 4.2453 | 8.9218
72014 | jul | 7.3767 | 3.21 | 4.1666 | 8.4667
72015 | jul | 7.3229 | 3.3375 | 3.9854 | 8.7608
72016 | aug | 6.634 | 2.1858 | 4.4481 | 10.8702
72017 | jun | 7.2163 | 3.1407 | 4.0756 | 8.1137
72019 | jul | 7.3368 | 3.2933 | 4.0434 | 9.0214
72020 | jul | 7.3154 | 3.2723 | 4.0431 | 7.8503
72021 | jun | 7.2326 | 3.1865 | 4.0461 | 7.6294
72022 | jul | 7.3266 | 3.2898 | 4.0368 | 8.9665
72023 | jul | 7.3874 | 3.1555 | 4.2319 | 9.1185
72024 | jun | 7.2434 | 3.0675 | 4.176 | 8.4652
72025 | jul | 7.3088 | 3.1113 | 4.1975 | 10.4671
72026 | jun | 7.1715 | 3.0356 | 4.1359 | 7.5701
72027 | jul | 7.2548 | 2.9433 | 4.3115 | 9.6718
72028 | jul | 7.1899 | 2.9909 | 4.199 | 8.7814
72029 | jun | 7.1904 | 3.1428 | 4.0476 | 7.4593
72030 | jul | 7.2149 | 2.9672 | 4.2477 | 9.5824
72031 | jul | 7.103 | 3.0296 | 4.0735 | 8.2067
72032 | jul | 7.3641 | 2.9444 | 4.4197 | 9.9249
72034 | jul | 7.3616 | 2.9007 | 4.4609 | 10.6924
72035 | jul | 7.3516 | 2.8738 | 4.4778 | 10.5894
72036 | jul | 7.2526 | 3.2057 | 4.0469 | 7.8091
72038 | jun | 7.165 | 3.0511 | 4.1139 | 7.418
72039 | jul | 7.285 | 2.9368 | 4.3482 | 9.4933
72040 | jul | 7.3003 | 3.2287 | 4.0716 | 8.1764
72041 | jun | 7.2115 | 3.0566 | 4.1549 | 8.0426
72042 | jun | 7.1796 | 2.97 | 4.2096 | 7.3485
72044 | jul | 7.115 | 3.0736 | 4.0414 | 7.9045
72045 | jul | 7.3264 | 3.1028 | 4.2237 | 8.8191
72046 | jun | 7.258 | 2.9229 | 4.3352 | 8.4806
72047 | jul | 7.3183 | 3.0127 | 4.3056 | 8.8789
72048 | jun | 7.1641 | 3.1172 | 4.0469 | 7.0358
72051 | jul | 7.0378 | 3.0743 | 3.9635 | 7.5168
72052 | jul | 7.3338 | 3.1752 | 4.1586 | 8.6579
72055 | jun | 7.163 | 2.8878 | 4.2753 | 7.1524
72057 | jun | 7.146 | 2.8039 | 4.3421 | 7.9089
72058 | jul | 7.3257 | 2.9332 | 4.3925 | 9.5848
72060 | jul | 7.3136 | 3.2044 | 4.1092 | 8.4154
72063 | jul | 7.2794 | 2.9467 | 4.3326 | 10.4468
72064 | jun | 7.2191 | 3.1053 | 4.1138 | 8.1258
72065 | jun | 7.255 | 3.0682 | 4.1868 | 8.5618
72066 | jul | 7.3448 | 3.2084 | 4.1364 | 8.6122
72067 | jul | 7.1742 | 3.0645 | 4.1097 | 8.249
72068 | jul | 7.326 | 3.1867 | 4.1393 | 8.5223
72069 | jun | 7.1982 | 3.1615 | 4.0367 | 7.4519
72070 | aug | 6.628 | 2.2199 | 4.408 | 10.8804
72072 | jun | 7.2447 | 2.8467 | 4.398 | 8.3183
72073 | jun | 7.231 | 2.7448 | 4.4862 | 8.1676
72076 | jul | 7.408 | 3.1505 | 4.2575 | 9.3161
72079 | jun | 7.1964 | 2.8519 | 4.3445 | 7.8577
72080 | jul | 7.2124 | 2.9837 | 4.2287 | 9.7683
72081 | jul | 7.2824 | 3.2117 | 4.0707 | 8.0123
72082 | jul | 7.3173 | 3.1932 | 4.1241 | 8.3335
72083 | jun | 7.2642 | 2.9755 | 4.2887 | 8.5893
72084 | jun | 7.1129 | 3.0738 | 4.0392 | 7.9534
72086 | jul | 7.3658 | 3.2542 | 4.1116 | 8.7733
72087 | aug | 6.5948 | 2.5946 | 4.0002 | 8.6503
72088 | jul | 7.1568 | 3.0276 | 4.1292 | 8.4039
72099 | jul | 7.4165 | 3.1577 | 4.2588 | 9.3418
72101 | jul | 7.3348 | 3.2026 | 4.1323 | 8.166
72102 | jul | 7.3274 | 3.1655 | 4.1619 | 8.6088
72103 | jun | 7.2617 | 3.1799 | 4.0817 | 8.8632
72104 | aug | 6.5963 | 2.7175 | 3.8788 | 8.0074
72105 | aug | 6.6033 | 2.6743 | 3.9291 | 8.099
72106 | jul | 7.3856 | 2.9654 | 4.4202 | 10.6697
72110 | jul | 7.3266 | 2.9595 | 4.3671 | 10.8903
72111 | jul | 7.2823 | 3.0641 | 4.2182 | 8.5463
72112 | jul | 7.3486 | 3.2571 | 4.0915 | 8.3329
72113 | jul | 7.4208 | 3.0734 | 4.3473 | 10.1575
72114 | jul | 7.3747 | 3.2159 | 4.1588 | 9.2606
72116 | jul | 7.3831 | 3.1954 | 4.1877 | 9.3143
72117 | jul | 7.4052 | 3.225 | 4.1803 | 9.1861
72118 | jul | 7.4083 | 3.1269 | 4.2814 | 9.7565
72120 | jul | 7.4063 | 3.1297 | 4.2766 | 9.488
72121 | jul | 7.2551 | 3.1776 | 4.0775 | 7.9755
72122 | aug | 6.5676 | 2.5005 | 4.0671 | 8.9956
72125 | aug | 6.6135 | 2.2853 | 4.3282 | 10.6945
72126 | aug | 6.5621 | 2.5069 | 4.0552 | 9.3629
72127 | jul | 7.3448 | 2.886 | 4.4588 | 11.0324
72128 | jun | 7.1184 | 3.1539 | 3.9644 | 8.3235
72129 | jun | 7.1381 | 3.0789 | 4.0591 | 8.3624
72130 | jul | 7.1089 | 3.1088 | 4 | 7.7061
72131 | jul | 7.2302 | 3.053 | 4.1772 | 8.3849
72132 | jun | 7.2256 | 2.9351 | 4.2905 | 8.1404
72133 | jun | 7.1486 | 2.7098 | 4.4388 | 7.6781
72134 | jun | 7.1775 | 3.0499 | 4.1276 | 7.747
72135 | aug | 6.6467 | 2.293 | 4.3536 | 10.3775
72136 | jul | 7.2709 | 3.1155 | 4.1555 | 8.3125
72137 | jul | 7.2479 | 3.1133 | 4.1347 | 8.1546
72140 | jun | 7.1652 | 3.1451 | 4.0201 | 7.1257
72141 | jul | 7.1231 | 3.0257 | 4.0975 | 8.542
72142 | jun | 7.2901 | 3.1161 | 4.174 | 8.9223
72143 | jul | 7.3052 | 3.1787 | 4.1265 | 8.3267
72150 | jun | 7.1552 | 2.9803 | 4.1749 | 8.1138
72152 | jun | 7.2184 | 2.6912 | 4.5272 | 8.1782
72153 | jul | 7.1665 | 3.0252 | 4.1414 | 8.4015
72156 | jul | 7.3099 | 2.9159 | 4.394 | 10.6057
72157 | jul | 7.3212 | 2.9008 | 4.4204 | 10.3229
72160 | jun | 7.2009 | 2.8198 | 4.3811 | 7.909
72165 | jul | 7.3392 | 3.288 | 4.0512 | 7.9896
72166 | jun | 7.1379 | 3.024 | 4.1139 | 6.8141
72167 | jul | 7.3068 | 3.3827 | 3.9241 | 8.5037
72168 | jun | 7.2544 | 2.8183 | 4.4361 | 8.2425
72170 | jun | 7.1908 | 2.9769 | 4.2138 | 7.9338
72173 | jul | 7.3527 | 3.0324 | 4.3203 | 9.2035
72175 | jun | 7.2529 | 2.6818 | 4.5711 | 8.4199
72176 | jul | 7.3529 | 3.1853 | 4.1676 | 8.7882
72179 | jul | 7.2157 | 3.1635 | 4.0522 | 7.7926
72199 | jul | 7.4136 | 3.0855 | 4.3281 | 9.8508
72201 | jul | 7.3735 | 3.2255 | 4.148 | 9.2524
72202 | jul | 7.3717 | 3.228 | 4.1436 | 9.2305
72204 | jul | 7.3843 | 3.2293 | 4.1551 | 9.307
72205 | jul | 7.3977 | 3.2091 | 4.1886 | 9.4142
72206 | jun | 7.2972 | 3.1352 | 4.1619 | 8.9112
72207 | jul | 7.4005 | 3.1869 | 4.2136 | 9.5086
72209 | jul | 7.3626 | 3.2557 | 4.107 | 9.1536
72210 | jul | 7.3703 | 3.2191 | 4.1512 | 9.3599
72211 | jul | 7.4135 | 3.1963 | 4.2172 | 9.5402
72212 | jul | 7.4188 | 3.1549 | 4.2639 | 9.758
72223 | jul | 7.3817 | 3.1443 | 4.2374 | 9.8003
72227 | jul | 7.4109 | 3.1751 | 4.2359 | 9.6121
72301 | jul | 7.3538 | 3.1211 | 4.2327 | 8.5662
72310 | aug | 6.3203 | 2.4873 | 3.833 | 7.5343
72311 | jun | 7.2254 | 3.2393 | 3.9861 | 7.388
72313 | jul | 7.3662 | 3.1263 | 4.2399 | 9.7374
72315 | aug | 6.4141 | 2.5288 | 3.8852 | 8.5372
72320 | jul | 7.2671 | 3.1654 | 4.1017 | 7.535
72321 | aug | 6.4642 | 2.4754 | 3.9888 | 9.0913
72324 | jul | 7.3366 | 3.0832 | 4.2534 | 9.287
72326 | jul | 7.2949 | 3.1551 | 4.1398 | 8.124
72327 | jul | 7.3426 | 3.0906 | 4.252 | 9.1683
72328 | aug | 6.3943 | 2.3626 | 4.0317 | 6.741
72329 | aug | 6.4776 | 2.375 | 4.1026 | 8.7132
72330 | jun | 7.263 | 3.0892 | 4.1738 | 9.7886
72331 | jul | 7.3426 | 3.0706 | 4.272 | 9.4101
72333 | aug | 6.4182 | 2.4304 | 3.9878 | 6.9335
72335 | jul | 7.2903 | 3.1564 | 4.1339 | 7.9396
72338 | jul | 7.3667 | 3.15 | 4.2167 | 9.5972
72339 | jul | 7.3628 | 3.1033 | 4.2595 | 9.7174
72340 | jul | 7.2432 | 3.1913 | 4.0519 | 7.6335
72341 | jul | 7.2833 | 3.1711 | 4.1122 | 7.7007
72342 | aug | 6.4047 | 2.4847 | 3.92 | 6.8181
72346 | jul | 7.3097 | 3.0975 | 4.2123 | 8.542
72347 | jul | 7.3587 | 3.1616 | 4.1971 | 8.6368
72348 | jul | 7.2885 | 3.1202 | 4.1683 | 7.891
72350 | jul | 7.3502 | 3.1799 | 4.1703 | 9.521
72351 | jun | 7.1988 | 3.1233 | 4.0755 | 9.5275
72354 | jul | 7.3449 | 3.1051 | 4.2398 | 10.0626
72355 | aug | 6.4217 | 2.5517 | 3.87 | 6.9817
72358 | aug | 6.4044 | 2.4439 | 3.9606 | 8.3214
72360 | jul | 7.2266 | 3.2237 | 4.0029 | 7.2917
72364 | jul | 7.3608 | 3.1194 | 4.2413 | 8.9231
72365 | jul | 7.3457 | 3.0528 | 4.2928 | 10.1514
72366 | jun | 7.2053 | 3.256 | 3.9492 | 7.2664
72367 | aug | 6.401 | 2.384 | 4.017 | 6.9077
72368 | jul | 7.2385 | 3.2238 | 4.0147 | 7.4923
72369 | aug | 6.4206 | 2.4695 | 3.9511 | 7.0631
72370 | jun | 7.1927 | 3.1265 | 4.0662 | 9.2739
72372 | jul | 7.2571 | 3.1763 | 4.0808 | 7.8275
72373 | jul | 7.3534 | 3.0749 | 4.2786 | 9.2095
72374 | jun | 7.2067 | 3.3209 | 3.8857 | 7.1299
72376 | jul | 7.3056 | 3.0952 | 4.2103 | 8.4361
72379 | aug | 6.3593 | 2.3071 | 4.0522 | 6.6477
72384 | jul | 7.3649 | 3.117 | 4.2479 | 9.4845
72386 | jul | 7.338 | 3.0803 | 4.2577 | 9.8728
72390 | jul | 7.1655 | 3.3031 | 3.8624 | 6.7121
72392 | jul | 7.2444 | 3.1974 | 4.047 | 7.6156
72394 | jul | 7.3171 | 3.1184 | 4.1987 | 8.3449
72395 | jun | 7.2334 | 3.1255 | 4.1079 | 9.1623
72396 | jul | 7.3292 | 3.1209 | 4.2083 | 8.663
72401 | jun | 7.2636 | 2.8371 | 4.4265 | 10.3249
72404 | jun | 7.2789 | 2.8715 | 4.4074 | 10.24
72410 | jul | 7.3204 | 3.1377 | 4.1827 | 9.0061
72411 | jun | 7.27 | 2.8742 | 4.3958 | 10.5697
72412 | jun | 7.2049 | 2.8146 | 4.3904 | 9.4226
72413 | jun | 7.1132 | 2.8326 | 4.2806 | 8.6475
72414 | jul | 7.3377 | 3.0632 | 4.2746 | 10.2976
72415 | jul | 7.2258 | 3.1503 | 4.0755 | 8.5189
72416 | jun | 7.249 | 2.8259 | 4.423 | 9.8198
72417 | jun | 7.2508 | 2.863 | 4.3878 | 10.2754
72419 | jul | 7.3325 | 3.1063 | 4.2262 | 10.1816
72421 | jun | 7.2613 | 2.9668 | 4.2945 | 9.4989
72422 | jun | 7.1 | 2.9184 | 4.1816 | 8.7367
72424 | jun | 7.0986 | 2.8759 | 4.2227 | 8.5673
72425 | jun | 7.1809 | 2.8137 | 4.3672 | 9.1217
72426 | jun | 7.1603 | 3.1756 | 3.9847 | 9.4184
72428 | jun | 7.2055 | 3.0809 | 4.1246 | 9.8625
72429 | jul | 7.3423 | 3.1207 | 4.2216 | 9.0436
72430 | jul | 7.2526 | 3.146 | 4.1066 | 8.8724
72432 | jun | 7.3026 | 2.9762 | 4.3265 | 9.9516
72433 | jun | 7.1535 | 2.9438 | 4.2098 | 8.9671
72434 | jul | 7.2134 | 3.1505 | 4.0629 | 8.3717
72435 | jun | 7.143 | 2.8701 | 4.2728 | 8.948
72436 | jun | 7.1711 | 2.913 | 4.2581 | 9.2109
72437 | jun | 7.2469 | 2.9275 | 4.3193 | 10.3347
72438 | jul | 7.2643 | 3.2011 | 4.0631 | 9.6169
72440 | jul | 7.2845 | 3.1701 | 4.1145 | 8.7162
72441 | jul | 7.2779 | 3.0641 | 4.2138 | 9.0133
72442 | jul | 7.2839 | 3.1916 | 4.0923 | 9.8036
72443 | jul | 7.2989 | 3.069 | 4.2299 | 9.3578
72444 | jul | 7.2211 | 3.1143 | 4.1068 | 8.2127
72445 | jun | 7.2048 | 2.9429 | 4.2619 | 9.2829
72447 | jul | 7.3136 | 3.0928 | 4.2208 | 10.0278
72449 | jun | 7.1703 | 2.8057 | 4.3645 | 9.0764
72450 | jun | 7.209 | 2.8908 | 4.3182 | 9.6868
72453 | jun | 7.1555 | 2.8233 | 4.3322 | 8.9174
72454 | jul | 7.2397 | 3.1348 | 4.1048 | 8.7649
72455 | jul | 7.2249 | 3.1367 | 4.0882 | 8.3663
72456 | jul | 7.2297 | 3.1164 | 4.1134 | 8.7097
72457 | jun | 7.1169 | 2.9654 | 4.1515 | 8.7524
72458 | jul | 7.2611 | 3.149 | 4.1121 | 8.6817
72459 | jul | 7.1676 | 3.1392 | 4.0284 | 8.4353
72460 | jul | 7.0905 | 3.1301 | 3.9604 | 8.3341
72461 | jul | 7.2706 | 3.1161 | 4.1545 | 9.0492
72464 | jul | 7.2243 | 3.1628 | 4.0615 | 8.612
72466 | jul | 7.2147 | 3.1581 | 4.0566 | 8.5408
72467 | jun | 7.2318 | 2.9142 | 4.3176 | 10.1506
72469 | jul | 7.2423 | 3.1805 | 4.0618 | 8.5029
72470 | jun | 7.0495 | 2.925 | 4.1244 | 8.3716
72471 | jul | 7.3252 | 3.1633 | 4.1619 | 8.9204
72472 | jun | 7.2839 | 2.9593 | 4.3246 | 10.2924
72473 | jul | 7.3216 | 3.2114 | 4.1102 | 8.6679
72476 | jun | 7.1859 | 2.8592 | 4.3267 | 9.1917
72478 | jul | 7.1249 | 3.1372 | 3.9877 | 8.0944
72479 | jun | 7.2897 | 3.0135 | 4.2761 | 9.4113
72482 | jul | 7.1144 | 3.1196 | 3.9948 | 8.4866
72501 | jul | 7.2309 | 3.1807 | 4.0502 | 8.0968
72512 | jul | 7.0765 | 3.1029 | 3.9736 | 8.2979
72513 | jul | 7.0715 | 3.1054 | 3.9661 | 8.5041
72515 | jul | 7.0191 | 3.0529 | 3.9662 | 8.4702
72517 | jul | 7.0883 | 3.0651 | 4.0233 | 8.434
72519 | jul | 7.0891 | 3.0209 | 4.0682 | 8.6239
72520 | jul | 6.9788 | 3.0887 | 3.8901 | 8.5964
72521 | jul | 7.2099 | 3.182 | 4.0279 | 8.2359
72522 | jul | 7.271 | 3.2255 | 4.0455 | 8.2493
72523 | jul | 7.1617 | 3.1769 | 3.9848 | 7.5009
72524 | jul | 7.2965 | 3.2173 | 4.0792 | 8.5116
72527 | jul | 7.25 | 3.1839 | 4.0661 | 8.0458
72528 | jul | 7.0572 | 3.0323 | 4.0249 | 8.6205
72529 | jul | 7.0368 | 3.0939 | 3.9429 | 8.6613
72530 | jul | 7.1411 | 3.1367 | 4.0045 | 7.6538
72531 | jul | 7.0371 | 3.0245 | 4.0127 | 8.701
72532 | jul | 7.1335 | 3.1316 | 4.0019 | 8.4378
72533 | jul | 7.0856 | 3.0254 | 4.0602 | 8.4181
72534 | jul | 7.2074 | 3.2101 | 3.9974 | 7.5134
72536 | jul | 7.0826 | 3.0953 | 3.9874 | 8.2706
72537 | jul | 7.0171 | 3.004 | 4.0131 | 8.9119
72538 | jul | 6.9908 | 3.0337 | 3.9571 | 8.6436
72539 | jul | 7.0145 | 3.0888 | 3.9257 | 8.437
72540 | jul | 7.152 | 3.0793 | 4.0727 | 8.3986
72542 | jul | 7.0686 | 3.109 | 3.9597 | 8.4996
72543 | jul | 7.2277 | 3.1197 | 4.1081 | 8.0754
72544 | jul | 7.0245 | 3.0122 | 4.0123 | 8.8365
72546 | jul | 7.1528 | 3.151 | 4.0018 | 7.5491
72550 | jul | 7.1992 | 3.1731 | 4.0261 | 7.7901
72553 | jul | 7.3043 | 3.2552 | 4.0491 | 8.0811
72554 | jul | 6.9804 | 3.0916 | 3.8888 | 8.6827
72555 | jul | 7.097 | 3.1358 | 3.9612 | 7.6002
72556 | jul | 7.1342 | 3.0628 | 4.0714 | 8.4831
72560 | jul | 7.1023 | 3.0725 | 4.0299 | 8.0292
72561 | jul | 7.156 | 3.1142 | 4.0418 | 8.2365
72562 | jul | 7.3013 | 3.2565 | 4.0448 | 8.2458
72564 | jul | 7.3334 | 3.2842 | 4.0492 | 8.033
72565 | jul | 7.045 | 3.0731 | 3.9719 | 8.3459
72566 | jul | 7.0843 | 3.0348 | 4.0494 | 8.6396
72567 | jul | 7.1382 | 3.1113 | 4.027 | 8.0153
72568 | jul | 7.2606 | 3.2452 | 4.0154 | 7.6048
72569 | jul | 7.1692 | 3.1479 | 4.0213 | 8.4954
72571 | jul | 7.2988 | 3.2526 | 4.0462 | 7.9155
72572 | jul | 7.2927 | 3.1932 | 4.0995 | 8.6261
72573 | jul | 7.1184 | 3.1015 | 4.0169 | 8.2468
72576 | jul | 6.9751 | 3.0796 | 3.8955 | 8.4077
72577 | jul | 7.1606 | 3.1449 | 4.0157 | 8.1898
72578 | jul | 6.9504 | 3.061 | 3.8894 | 8.4529
72579 | jul | 7.2714 | 3.222 | 4.0495 | 8.2624
72581 | jul | 7.1771 | 3.1338 | 4.0433 | 7.7755
72583 | jul | 6.9791 | 3.0588 | 3.9203 | 8.455
72584 | jul | 7.0657 | 3.086 | 3.9797 | 8.302
72585 | jul | 7.0535 | 3.0542 | 3.9994 | 8.4747
72587 | jul | 7.0402 | 3.0819 | 3.9583 | 8.3296
72601 | jul | 7.0288 | 2.9806 | 4.0481 | 7.8772
72611 | jul | 6.9991 | 2.9629 | 4.0362 | 8.1073
72616 | jul | 7.0589 | 2.9012 | 4.1577 | 9.5613
72617 | jul | 7.0588 | 3.0137 | 4.0451 | 8.3306
72619 | jul | 7.0706 | 2.9511 | 4.1194 | 8.7186
72623 | jul | 7.0184 | 2.9902 | 4.0282 | 8.8476
72624 | jul | 6.9668 | 3.019 | 3.9478 | 7.547
72626 | jul | 7.0725 | 2.9638 | 4.1088 | 8.7752
72628 | jul | 6.9294 | 3.0594 | 3.8699 | 7.5957
72629 | jul | 7.0172 | 3.0655 | 3.9517 | 7.5332
72631 | jul | 7.1302 | 2.8593 | 4.2709 | 10.6964
72632 | jul | 7.1089 | 2.8873 | 4.2216 | 10.4773
72633 | jul | 7.0648 | 2.9886 | 4.0762 | 8.0735
72634 | jul | 7.076 | 2.9752 | 4.1008 | 8.6572
72635 | jul | 7.0615 | 2.9696 | 4.0919 | 8.7777
72638 | jul | 7.0216 | 2.9328 | 4.0888 | 8.6563
72639 | jul | 7.037 | 3.0111 | 4.0259 | 8.1364
72640 | jul | 7.0258 | 3.013 | 4.0128 | 7.9818
72641 | jul | 6.9559 | 3.0334 | 3.9224 | 7.5524
72642 | jul | 7.0654 | 2.9598 | 4.1057 | 8.7743
72644 | jul | 7.0623 | 2.9207 | 4.1416 | 8.5756
72645 | jul | 7.0095 | 3.0506 | 3.9589 | 7.6264
72648 | jul | 7.0149 | 3.0144 | 4.0005 | 7.7466
72650 | jul | 7.0669 | 3.0036 | 4.0633 | 8.2102
72651 | jul | 7.0483 | 2.9687 | 4.0796 | 8.7299
72653 | jul | 7.0486 | 2.9825 | 4.0661 | 8.7987
72655 | jul | 6.961 | 3.068 | 3.8931 | 7.4754
72658 | jul | 7.0709 | 3.0011 | 4.0698 | 8.7071
72660 | jul | 7.0617 | 2.859 | 4.2027 | 9.3442
72661 | jul | 7.0501 | 2.9481 | 4.102 | 8.7977
72662 | jul | 7.0386 | 2.9062 | 4.1324 | 8.5525
72663 | jul | 7.0452 | 3.0276 | 4.0177 | 8.1176
72666 | jul | 6.9021 | 3.0508 | 3.8513 | 7.3565
72668 | jul | 7.0559 | 2.9304 | 4.1255 | 8.6971
72669 | jul | 7.0714 | 2.9933 | 4.0781 | 8.1654
72670 | jul | 6.9476 | 3.0162 | 3.9314 | 7.6386
72675 | jul | 7.0588 | 3.0014 | 4.0573 | 8.1765
72679 | jul | 6.9727 | 3.0991 | 3.8736 | 7.1835
72680 | jul | 7.0409 | 3.0442 | 3.9967 | 7.8967
72682 | jul | 7.0745 | 2.9794 | 4.0951 | 8.2724
72683 | jul | 6.9693 | 3.0329 | 3.9364 | 7.7772
72685 | jul | 7.0442 | 3.0047 | 4.0395 | 8.0509
72686 | jul | 6.9785 | 3.0786 | 3.8998 | 7.2951
72687 | jul | 7.0697 | 2.9641 | 4.1056 | 8.4324
72701 | jul | 7.0411 | 2.6817 | 4.3594 | 9.7905
72703 | jul | 7.0985 | 2.6881 | 4.4105 | 10.2514
72704 | jul | 7.1506 | 2.6003 | 4.5503 | 10.7722
72712 | jul | 7.1899 | 2.5985 | 4.5914 | 10.8256
72714 | jul | 7.193 | 2.5863 | 4.6067 | 10.9659
72715 | jul | 7.2348 | 2.5352 | 4.6997 | 11.1818
72717 | jul | 7.1714 | 2.7046 | 4.4668 | 10.887
72718 | jul | 7.171 | 2.6331 | 4.5378 | 10.6503
72719 | jul | 7.2131 | 2.56 | 4.6531 | 10.951
72721 | jul | 6.9717 | 2.9007 | 4.071 | 8.662
72722 | jul | 7.2784 | 2.5383 | 4.7402 | 11.4182
72727 | jul | 7.0243 | 2.7318 | 4.2925 | 9.6799
72729 | jul | 7.2071 | 2.7326 | 4.4744 | 11.0481
72730 | jul | 7.115 | 2.6004 | 4.5146 | 10.5645
72732 | jul | 7.1679 | 2.8103 | 4.3577 | 10.6382
72734 | jul | 7.2488 | 2.5764 | 4.6725 | 11.2971
72736 | jul | 7.3127 | 2.5221 | 4.7906 | 11.6324
72738 | jul | 7.0841 | 2.8233 | 4.2608 | 10.0402
72739 | jul | 7.2554 | 2.5199 | 4.7355 | 11.1773
72740 | jul | 7.0268 | 2.9074 | 4.1193 | 9.2983
72742 | jul | 6.9572 | 2.9943 | 3.9629 | 8.0551
72744 | jul | 7.1957 | 2.6463 | 4.5494 | 11.0701
72745 | jul | 7.1472 | 2.7012 | 4.446 | 10.5113
72747 | jul | 7.3444 | 2.5692 | 4.7752 | 11.9215
72749 | jul | 7.1802 | 2.6876 | 4.4926 | 10.9557
72751 | jul | 7.1839 | 2.6653 | 4.5186 | 10.861
72752 | jul | 6.9533 | 3.0075 | 3.9458 | 8.0875
72753 | jul | 7.1224 | 2.6371 | 4.4854 | 10.5906
72756 | jul | 7.161 | 2.7708 | 4.3902 | 10.5691
72758 | jul | 7.1612 | 2.68 | 4.4812 | 10.6183
72760 | jul | 6.9691 | 2.9494 | 4.0197 | 8.4806
72761 | jul | 7.2339 | 2.6006 | 4.6333 | 11.2837
72762 | jul | 7.1524 | 2.621 | 4.5314 | 10.6325
72764 | jul | 7.1221 | 2.7141 | 4.408 | 10.3517
72768 | jul | 7.335 | 2.5149 | 4.8201 | 11.8962
72769 | jul | 7.2544 | 2.6474 | 4.607 | 11.4328
72773 | jul | 6.9889 | 2.8182 | 4.1708 | 9.1362
72774 | jul | 7.0638 | 2.6684 | 4.3955 | 10.0601
72776 | jul | 6.9468 | 2.986 | 3.9608 | 8.0969
72801 | jul | 7.3301 | 3.0345 | 4.2956 | 11.0237
72802 | jul | 7.3088 | 3.0163 | 4.2925 | 10.8256
72820 | jul | 7.3114 | 3.0859 | 4.2255 | 12.0032
72821 | jul | 7.261 | 3.0516 | 4.2094 | 11.561
72823 | jul | 7.3046 | 2.9856 | 4.319 | 10.7241
72824 | jul | 7.315 | 3.2266 | 4.0884 | 10.5267
72826 | jul | 7.2705 | 3.3106 | 3.9599 | 10.0987
72827 | aug | 6.5614 | 2.6959 | 3.8655 | 8.894
72828 | aug | 6.5758 | 2.6885 | 3.8873 | 9.1536
72830 | jul | 7.147 | 3.0415 | 4.1055 | 9.8102
72832 | jul | 7.3022 | 3.0533 | 4.2489 | 11.9684
72833 | jul | 7.3037 | 3.3002 | 4.0035 | 9.9756
72834 | jul | 7.3372 | 3.1093 | 4.228 | 10.9508
72835 | jul | 7.3256 | 3.0918 | 4.2339 | 11.0773
72837 | jul | 7.2074 | 3.0337 | 4.1737 | 9.8827
72838 | aug | 6.5371 | 2.6992 | 3.8379 | 8.3749
72839 | jul | 7.2206 | 3.0413 | 4.1794 | 10.192
72840 | jul | 7.2901 | 3.0338 | 4.2563 | 11.813
72841 | aug | 6.5085 | 2.6925 | 3.8161 | 7.5733
72842 | jul | 7.2696 | 3.3022 | 3.9674 | 9.9779
72843 | jul | 7.1001 | 3.0555 | 4.0445 | 8.6067
72845 | jul | 7.3313 | 3.0399 | 4.2914 | 11.573
72846 | jul | 7.2807 | 3.0282 | 4.2524 | 10.9652
72847 | jul | 7.3204 | 3.0352 | 4.2852 | 11.1922
72851 | jul | 7.305 | 3.1118 | 4.1932 | 11.1011
72852 | jul | 7.0119 | 3.0301 | 3.9818 | 8.5775
72853 | jul | 7.3267 | 3.1503 | 4.1764 | 10.6492
72854 | jul | 7.045 | 3.0663 | 3.9787 | 8.6024
72855 | jul | 7.288 | 3.1764 | 4.1116 | 11.0836
72856 | jul | 6.9965 | 3.0913 | 3.9051 | 7.6317
72857 | aug | 6.5344 | 2.6739 | 3.8605 | 8.4748
72858 | jul | 7.3281 | 3.0262 | 4.3018 | 11.0061
72860 | jul | 7.264 | 3.3431 | 3.9209 | 9.4309
72863 | jul | 7.3191 | 3.0652 | 4.2539 | 11.7608
72865 | jul | 7.2873 | 3.121 | 4.1662 | 11.3157
72901 | jul | 7.3773 | 2.9516 | 4.4256 | 12.6964
72903 | jul | 7.3705 | 2.9791 | 4.3914 | 12.5416
72904 | jul | 7.3691 | 2.9107 | 4.4583 | 12.7133
72905 | jul | 7.36 | 3.1265 | 4.2335 | 11.7311
72908 | jul | 7.3785 | 3.016 | 4.3625 | 12.5477
72916 | jul | 7.3739 | 3.0745 | 4.2994 | 12.3113
72921 | jul | 7.3104 | 2.9056 | 4.4048 | 12.0441
72923 | jul | 7.3658 | 3.0128 | 4.3531 | 12.3585
72926 | aug | 6.4685 | 2.5828 | 3.8857 | 5.5478
72927 | jul | 7.2944 | 3.3416 | 3.9528 | 10.21
72928 | jul | 7.3155 | 3.1096 | 4.2059 | 11.6869
72930 | jul | 7.2839 | 2.9643 | 4.3196 | 12.0196
72932 | jul | 7.2667 | 2.808 | 4.4586 | 11.6053
72933 | jul | 7.3402 | 3.0611 | 4.279 | 11.8723
72934 | jul | 7.1498 | 2.7732 | 4.3766 | 10.59
72936 | jul | 7.3491 | 3.2142 | 4.1349 | 11.2968
72937 | jul | 7.3526 | 3.2323 | 4.1203 | 11.4363
72938 | aug | 6.6282 | 2.7104 | 3.9178 | 9.9122
72940 | jul | 7.3309 | 3.3165 | 4.0144 | 10.7068
72941 | jul | 7.3617 | 3.0087 | 4.3531 | 12.2149
72943 | jul | 7.2979 | 3.2532 | 4.0447 | 10.8268
72944 | aug | 6.6154 | 2.6571 | 3.9583 | 9.517
72946 | jul | 7.1171 | 2.8193 | 4.2978 | 10.2581
72947 | jul | 7.2489 | 2.884 | 4.3649 | 11.6067
72948 | jul | 7.2053 | 2.7655 | 4.4398 | 11.1055
72949 | jul | 7.1341 | 2.9516 | 4.1826 | 10.4443
72950 | aug | 6.4815 | 2.6481 | 3.8334 | 6.4709
72951 | jul | 7.3092 | 3.1142 | 4.195 | 11.6911
72952 | jul | 7.2526 | 2.836 | 4.4166 | 11.5319
72955 | jul | 7.3055 | 2.8014 | 4.5041 | 11.823
72956 | jul | 7.3416 | 2.8861 | 4.4555 | 12.3527
72958 | aug | 6.5366 | 2.6591 | 3.8776 | 7.8323
72959 | jul | 7.0202 | 2.7526 | 4.2675 | 9.4533
73002 | jul | 9.195 | 1.9777 | 7.2173 | 35.471
73003 | jul | 9.12 | 2.268 | 6.852 | 31.8338
73004 | jul | 9.2116 | 2.0101 | 7.2014 | 35.4004
73005 | jul | 9.4865 | 1.8105 | 7.676 | 38.4179
73006 | jul | 9.6019 | 1.819 | 7.7829 | 39.6647
73007 | jul | 9.0192 | 2.318 | 6.7012 | 30.6172
73008 | jul | 9.0854 | 2.1778 | 6.9076 | 33.1629
73009 | jul | 9.4622 | 1.7747 | 7.6876 | 38.5533
73010 | jul | 9.1185 | 2.0966 | 7.0219 | 34.006
73011 | jul | 9.2293 | 1.9255 | 7.3038 | 35.7684
73012 | jul | 9.1704 | 2.1863 | 6.9841 | 32.63
73013 | jul | 9.0812 | 2.2808 | 6.8004 | 31.9657
73014 | jul | 9.3965 | 1.8515 | 7.545 | 38.0241
73015 | jul | 9.6807 | 1.6863 | 7.9944 | 40.3275
73016 | jul | 9.2732 | 2.0627 | 7.2104 | 33.5345
73017 | jul | 9.4576 | 1.8704 | 7.5872 | 38.1644
73018 | jul | 9.3643 | 1.8968 | 7.4675 | 37.2504
73020 | jul | 8.896 | 2.3406 | 6.5553 | 30.7108
73021 | jul | 9.6776 | 1.6424 | 8.0352 | 41.2333
73024 | jul | 9.7236 | 1.663 | 8.0606 | 42.0505
73025 | jul | 9.2235 | 2.1853 | 7.0383 | 32.3678
73026 | jul | 8.8707 | 2.2588 | 6.6119 | 30.9513
73027 | jul | 9.0323 | 2.2962 | 6.7361 | 30.2242
73028 | jul | 9.2746 | 2.208 | 7.0666 | 32.4886
73029 | jul | 9.5115 | 1.8739 | 7.6377 | 38.5339
73030 | jul | 8.9007 | 2.0932 | 6.8076 | 29.9041
73034 | jul | 9.093 | 2.3097 | 6.7834 | 31.1613
73036 | jul | 9.3019 | 1.9261 | 7.3757 | 36.1356
73038 | jul | 9.5901 | 1.7001 | 7.8901 | 39.6596
73040 | jul | 9.5086 | 1.7532 | 7.7554 | 39.9871
73041 | jul | 9.7965 | 1.8547 | 7.9418 | 42.6724
73042 | jul | 9.5334 | 1.7444 | 7.789 | 38.9825
73043 | jul | 9.5101 | 1.8365 | 7.6736 | 39.33
73044 | jul | 9.1635 | 2.2684 | 6.8951 | 31.3004
73045 | jul | 8.8232 | 2.2313 | 6.5919 | 29.664
73047 | jul | 9.4334 | 1.7679 | 7.6655 | 39.0885
73048 | jul | 9.5626 | 1.6628 | 7.8998 | 40.3994
73049 | jul | 8.968 | 2.3227 | 6.6453 | 30.755
73051 | jul | 8.8886 | 2.1809 | 6.7077 | 30.492
73052 | jul | 9.1771 | 1.9495 | 7.2276 | 34.4978
73053 | jul | 9.4848 | 1.7236 | 7.7611 | 39.3403
73054 | jul | 8.9268 | 2.2702 | 6.6566 | 29.8913
73055 | jul | 9.3356 | 1.7929 | 7.5427 | 37.6934
73056 | jul | 9.2599 | 2.307 | 6.9529 | 32.5554
73057 | jul | 9.115 | 2.0057 | 7.1093 | 32.6985
73058 | jul | 9.0146 | 2.3023 | 6.7123 | 30.1747
73059 | jul | 9.3209 | 1.9237 | 7.3972 | 36.4994
73061 | jul | 8.9522 | 2.5584 | 6.3938 | 29.9697
73062 | jul | 9.7422 | 1.7704 | 7.9718 | 41.4036
73063 | jul | 9.1999 | 2.3444 | 6.8555 | 31.5039
73064 | jul | 9.1356 | 2.101 | 7.0345 | 34.1615
73065 | jul | 9.0424 | 2.1728 | 6.8697 | 33.4445
73067 | jul | 9.3106 | 1.9031 | 7.4075 | 36.8969
73068 | jul | 8.8812 | 2.2182 | 6.663 | 30.8914
73069 | jul | 8.9569 | 2.2659 | 6.691 | 32.5364
73071 | jul | 8.9347 | 2.2866 | 6.648 | 32.2382
73072 | jul | 8.983 | 2.2265 | 6.7565 | 32.7382
73073 | jul | 9.2029 | 2.4046 | 6.7983 | 31.6282
73074 | jul | 8.9917 | 2.0561 | 6.9356 | 30.8621
73075 | jul | 8.9654 | 2.0675 | 6.8979 | 30.1155
73077 | jul | 9.1102 | 2.593 | 6.5172 | 31.1291
73078 | jul | 9.2459 | 2.0282 | 7.2177 | 34.2309
73079 | jul | 9.369 | 1.8926 | 7.4764 | 37.0856
73080 | jul | 9.0672 | 2.0877 | 6.9795 | 33.0314
73082 | jul | 9.3271 | 1.8717 | 7.4554 | 37.1159
73084 | jul | 8.9626 | 2.3607 | 6.6019 | 31.2776
73086 | jul | 8.7158 | 2.2409 | 6.475 | 27.27
73089 | jul | 9.173 | 2.0611 | 7.1119 | 34.7481
73090 | jul | 9.2497 | 1.9567 | 7.293 | 35.8681
73092 | jul | 9.4049 | 1.8597 | 7.5452 | 37.6612
73093 | jul | 9.0242 | 2.173 | 6.8512 | 32.8736
73095 | jul | 9.0021 | 2.0821 | 6.92 | 31.6388
73096 | jul | 9.6676 | 1.6473 | 8.0202 | 41.6278
73098 | jul | 8.9681 | 2.0241 | 6.9441 | 30.5477
73099 | jul | 9.1845 | 2.0702 | 7.1143 | 34.2005
73102 | jul | 8.9838 | 2.3098 | 6.6741 | 32.4029
73103 | jul | 8.9957 | 2.3032 | 6.6925 | 32.3739
73104 | jul | 8.9812 | 2.3229 | 6.6584 | 32.3437
73105 | jul | 9.0094 | 2.3057 | 6.7037 | 32.2744
73106 | jul | 8.9961 | 2.2883 | 6.7078 | 32.453
73107 | jul | 9.0116 | 2.2497 | 6.7618 | 32.6165
73108 | jul | 8.9949 | 2.261 | 6.734 | 32.6267
73109 | jul | 8.964 | 2.3152 | 6.6488 | 32.4785
73110 | jul | 8.9322 | 2.4166 | 6.5155 | 31.8847
73111 | jul | 9.0025 | 2.3314 | 6.6711 | 32.1553
73112 | jul | 9.0287 | 2.2412 | 6.7875 | 32.5971
73114 | jul | 9.0507 | 2.2729 | 6.7778 | 32.2464
73115 | jul | 8.9328 | 2.4067 | 6.5261 | 32.1727
73116 | jul | 9.0348 | 2.2556 | 6.7792 | 32.4636
73117 | jul | 8.9641 | 2.3685 | 6.5955 | 32.1772
73118 | jul | 9.015 | 2.2833 | 6.7317 | 32.3858
73119 | jul | 8.9839 | 2.2622 | 6.7217 | 32.6686
73120 | jul | 9.0631 | 2.2287 | 6.8344 | 32.5606
73121 | jul | 8.9941 | 2.3635 | 6.6306 | 31.9913
73122 | jul | 9.0612 | 2.2035 | 6.8577 | 32.906
73127 | jul | 9.0762 | 2.1785 | 6.8977 | 33.2284
73128 | jul | 9.0641 | 2.1834 | 6.8806 | 33.2395
73129 | jul | 8.9469 | 2.3594 | 6.5875 | 32.3416
73130 | jul | 8.9175 | 2.3917 | 6.5258 | 31.4346
73131 | jul | 9.0405 | 2.3182 | 6.7223 | 31.9642
73132 | jul | 9.099 | 2.1726 | 6.9264 | 33.1387
73134 | jul | 9.1002 | 2.2195 | 6.8807 | 32.5129
73135 | jul | 8.9089 | 2.4164 | 6.4925 | 32.1844
73139 | jul | 8.9602 | 2.3025 | 6.6577 | 32.5758
73141 | jul | 8.9764 | 2.3849 | 6.5915 | 31.7371
73142 | jul | 9.1347 | 2.1627 | 6.972 | 33.0713
73145 | jul | 8.9008 | 2.435 | 6.4658 | 31.9597
73149 | jul | 8.9379 | 2.3526 | 6.5853 | 32.4154
73150 | jul | 8.8898 | 2.3902 | 6.4996 | 31.4225
73151 | jul | 9.0247 | 2.3561 | 6.6686 | 31.6625
73159 | jul | 8.9906 | 2.2461 | 6.7446 | 32.8079
73160 | jul | 8.9452 | 2.3198 | 6.6254 | 32.4855
73162 | jul | 9.1132 | 2.1679 | 6.9453 | 33.1179
73165 | jul | 8.8999 | 2.3564 | 6.5434 | 31.6973
73169 | jul | 9.0483 | 2.1855 | 6.8628 | 33.3105
73170 | jul | 8.983 | 2.2485 | 6.7346 | 32.8267
73173 | jul | 9.0345 | 2.1912 | 6.8433 | 33.2728
73179 | jul | 9.051 | 2.189 | 6.862 | 33.2459
73401 | jul | 8.92 | 2.0833 | 6.8367 | 30.7368
73430 | jul | 9.0863 | 1.9056 | 7.1806 | 33.3485
73432 | jul | 8.4815 | 2.2988 | 6.1827 | 22.6785
73433 | jul | 9.1049 | 1.9332 | 7.1717 | 32.8534
73434 | jul | 9.1681 | 1.8851 | 7.2831 | 34.5569
73437 | jul | 9.1619 | 1.8032 | 7.3588 | 35.1277
73438 | jul | 9.1714 | 1.7744 | 7.397 | 35.4438
73439 | jul | 8.6637 | 2.2755 | 6.3882 | 27.0578
73440 | jul | 8.8018 | 2.2122 | 6.5896 | 28.6725
73441 | jul | 9.2113 | 1.7769 | 7.4344 | 35.1386
73442 | jul | 9.3125 | 1.6213 | 7.6912 | 38.075
73443 | jul | 9.0012 | 1.9975 | 7.0037 | 32.2281
73444 | jul | 9.0816 | 1.9106 | 7.171 | 33.2944
73446 | jul | 8.7011 | 2.2493 | 6.4517 | 27.0282
73447 | jul | 8.7344 | 2.2438 | 6.4905 | 27.1766
73448 | jul | 8.9232 | 2.0747 | 6.8485 | 30.8309
73449 | jul | 8.5515 | 2.2692 | 6.2823 | 24.243
73450 | jul | 8.522 | 2.2735 | 6.2485 | 23.4311
73453 | jul | 8.8984 | 2.1044 | 6.794 | 30.5143
73456 | jul | 9.3163 | 1.5901 | 7.7262 | 37.9262
73458 | jul | 8.8747 | 2.1309 | 6.7439 | 29.7618
73459 | jul | 8.982 | 2.0403 | 6.9417 | 31.0337
73460 | jul | 8.5406 | 2.3247 | 6.2159 | 24.1735
73461 | jul | 8.4631 | 2.3289 | 6.1342 | 22.7205
73463 | jul | 9.0976 | 1.8489 | 7.2486 | 34.2709
73481 | jul | 9.155 | 1.8314 | 7.3235 | 34.814
73488 | jul | 9.1746 | 1.8322 | 7.3424 | 35.003
73501 | jul | 9.6806 | 1.6935 | 7.9871 | 41.2803
73503 | jul | 9.7612 | 1.7936 | 7.9676 | 41.0449
73505 | jul | 9.8038 | 1.6695 | 8.1343 | 42.0675
73507 | jul | 9.676 | 1.8248 | 7.8512 | 40.6768
73521 | jul | 10.2395 | 1.6982 | 8.5413 | 47.8861
73523 | jul | 10.2064 | 1.6781 | 8.5283 | 47.8556
73526 | jul | 10.2018 | 1.7685 | 8.4333 | 47.4448
73527 | jul | 9.8462 | 1.6133 | 8.233 | 42.8826
73528 | jul | 9.924 | 1.5439 | 8.3801 | 43.8809
73529 | jul | 9.493 | 1.476 | 8.017 | 41.1573
73530 | jul | 10.1753 | 1.5496 | 8.6257 | 46.6423
73531 | jul | 10.0259 | 1.4319 | 8.594 | 43.9398
73532 | jul | 10.2595 | 1.7213 | 8.5382 | 48.4541
73533 | jul | 9.3671 | 1.6822 | 7.6848 | 38.5581
73537 | jul | 10.2656 | 1.7219 | 8.5437 | 49.0149
73538 | jul | 9.6569 | 1.864 | 7.7929 | 39.9851
73539 | jul | 10.276 | 1.6197 | 8.6563 | 48.0572
73540 | jul | 9.8589 | 1.54 | 8.3189 | 43.2908
73541 | jul | 9.5169 | 1.8687 | 7.6482 | 38.9998
73542 | jul | 10.0895 | 1.5966 | 8.4928 | 46.0075
73543 | jul | 9.7843 | 1.5815 | 8.2028 | 42.3157
73544 | jul | 10.1995 | 1.6892 | 8.5103 | 49.2653
73546 | jul | 10.0597 | 1.4699 | 8.5899 | 44.7305
73547 | jul | 10.0722 | 1.8539 | 8.2183 | 45.7954
73548 | jul | 9.608 | 1.2795 | 8.3286 | 43.2203
73549 | jul | 10.1164 | 1.7307 | 8.3857 | 47.049
73550 | jul | 10.0937 | 1.6302 | 8.4635 | 49.2853
73551 | jul | 10.0901 | 1.5451 | 8.545 | 45.6792
73552 | jul | 9.9518 | 1.6605 | 8.2913 | 43.8234
73553 | jul | 10.0246 | 1.5292 | 8.4954 | 44.7437
73554 | jul | 10.1712 | 1.7631 | 8.4081 | 47.4782
73559 | jul | 9.9906 | 1.7821 | 8.2085 | 45.074
73560 | jul | 10.2718 | 1.7007 | 8.5711 | 48.6764
73562 | jul | 9.9053 | 1.3824 | 8.5229 | 43.3652
73564 | jul | 9.93 | 1.8658 | 8.0642 | 44.0299
73565 | jul | 9.4938 | 1.3628 | 8.131 | 40.7296
73566 | jul | 10.0044 | 1.7124 | 8.292 | 45.0851
73568 | jul | 9.7505 | 1.3435 | 8.407 | 43.057
73569 | jul | 9.5856 | 1.3417 | 8.2439 | 40.5519
73570 | jul | 10.1216 | 1.631 | 8.4906 | 46.8415
73571 | jul | 10.0691 | 1.6752 | 8.3939 | 47.9497
73572 | jul | 9.8133 | 1.4891 | 8.3242 | 42.9454
73573 | jul | 9.5126 | 1.326 | 8.1866 | 42.1229
73601 | jul | 9.8353 | 1.702 | 8.1333 | 42.6299
73620 | jul | 9.776 | 1.6837 | 8.0923 | 42.2635
73622 | jul | 9.8284 | 1.737 | 8.0914 | 42.7817
73624 | jul | 9.8646 | 1.8266 | 8.038 | 43.0585
73625 | jul | 9.8845 | 1.754 | 8.1305 | 42.9965
73626 | jul | 9.864 | 1.8015 | 8.0625 | 43.0696
73627 | jul | 9.9381 | 1.8065 | 8.1316 | 44.5882
73628 | jul | 9.8989 | 1.8095 | 8.0893 | 44.78
73632 | jul | 9.7777 | 1.7398 | 8.0379 | 42.1513
73638 | jul | 9.9107 | 1.8007 | 8.11 | 46.0178
73639 | jul | 9.7877 | 1.7242 | 8.0636 | 42.1214
73641 | jul | 9.867 | 1.8603 | 8.0067 | 43.3582
73642 | jul | 9.8851 | 1.8374 | 8.0477 | 46.4154
73644 | jul | 9.876 | 1.7906 | 8.0854 | 43.5154
73645 | jul | 9.906 | 1.6884 | 8.2176 | 46.1028
73646 | jul | 9.6139 | 1.7765 | 7.8373 | 40.8326
73647 | jul | 9.8631 | 1.7676 | 8.0955 | 42.8936
73650 | jul | 9.8759 | 1.8012 | 8.0747 | 43.73
73651 | jul | 9.9219 | 1.9638 | 7.9581 | 43.847
73654 | jul | 9.8435 | 1.8063 | 8.0372 | 43.695
73655 | jul | 9.9958 | 1.9142 | 8.0816 | 45.2711
73658 | jul | 9.6251 | 1.8091 | 7.816 | 40.8251
73659 | jul | 9.7318 | 1.758 | 7.9739 | 41.7185
73660 | jul | 9.8318 | 1.869 | 7.9628 | 45.4704
73661 | jul | 9.8655 | 1.9315 | 7.9341 | 43.1715
73662 | jul | 9.9243 | 1.7495 | 8.1748 | 44.8239
73663 | jul | 9.6801 | 1.885 | 7.7951 | 41.0084
73664 | jul | 9.9012 | 1.9025 | 7.9987 | 43.8114
73666 | jul | 9.8507 | 1.8101 | 8.0406 | 45.5464
73667 | jul | 9.7784 | 1.7909 | 7.9875 | 42.0786
73668 | jul | 9.8932 | 1.7147 | 8.1785 | 46.537
73669 | jul | 9.668 | 1.7121 | 7.956 | 41.3487
73673 | jul | 10.0292 | 1.7341 | 8.295 | 46.2213
73701 | jul | 9.3442 | 2.4341 | 6.9101 | 33.3777
73703 | jul | 9.3556 | 2.3626 | 6.993 | 34.0843
73705 | jul | 9.328 | 2.3056 | 7.0224 | 33.9112
73716 | jul | 9.7029 | 2.3875 | 7.3154 | 38.1545
73717 | jul | 9.7122 | 2.5586 | 7.1536 | 38.599
73718 | jul | 9.5447 | 2.1339 | 7.4107 | 37.3492
73719 | jul | 9.5541 | 2.8714 | 6.6827 | 35.2473
73720 | jul | 9.3405 | 2.207 | 7.1335 | 34.4522
73722 | jul | 9.6163 | 2.7982 | 6.8181 | 35.8742
73724 | jul | 9.5311 | 1.8862 | 7.6449 | 39.9466
73726 | jul | 9.6748 | 2.5291 | 7.1457 | 37.221
73727 | jul | 9.4663 | 2.5648 | 6.9014 | 34.4975
73728 | jul | 9.6758 | 2.7405 | 6.9353 | 36.066
73729 | jul | 9.675 | 2.2968 | 7.3782 | 38.3919
73730 | jul | 9.2197 | 2.5137 | 6.706 | 32.1853
73731 | jul | 9.7428 | 2.5036 | 7.2392 | 38.1214
73733 | jul | 9.2917 | 2.3385 | 6.9532 | 33.0967
73734 | jul | 9.4127 | 1.9934 | 7.4193 | 35.8436
73735 | jul | 9.4072 | 2.1873 | 7.2198 | 35.7507
73736 | jul | 9.3143 | 2.4829 | 6.8315 | 32.912
73737 | jul | 9.7093 | 2.1027 | 7.6066 | 39.788
73738 | jul | 9.2514 | 2.6861 | 6.5653 | 32.3502
73739 | jul | 9.5563 | 2.5511 | 7.0052 | 35.3551
73741 | jul | 9.6173 | 2.5497 | 7.0676 | 36.1459
73742 | jul | 9.3533 | 2.0915 | 7.2618 | 35.0301
73744 | jul | 9.5911 | 1.9056 | 7.6855 | 39.218
73747 | jul | 9.621 | 2.0942 | 7.5268 | 38.68
73749 | jul | 9.6101 | 2.7712 | 6.8389 | 35.13
73750 | jul | 9.4707 | 1.9301 | 7.5406 | 36.9799
73753 | jul | 9.4012 | 2.6726 | 6.7286 | 33.4767
73754 | jul | 9.4189 | 2.349 | 7.0698 | 35.0514
73755 | jul | 9.5875 | 1.9637 | 7.6238 | 39.7976
73756 | jul | 9.5094 | 1.939 | 7.5705 | 37.7285
73757 | jul | 9.19 | 2.5401 | 6.6499 | 31.6277
73758 | jul | 9.4843 | 2.9622 | 6.522 | 34.3595
73759 | jul | 9.3459 | 3.0516 | 6.2944 | 32.9096
73760 | jul | 9.5095 | 2.3203 | 7.1892 | 36.0551
73761 | jul | 9.5228 | 2.8373 | 6.6854 | 34.4798
73762 | jul | 9.3882 | 1.9238 | 7.4645 | 35.9675
73763 | jul | 9.6135 | 1.9717 | 7.6418 | 39.1653
73764 | jul | 9.5307 | 1.8856 | 7.6451 | 38.3602
73766 | jul | 9.425 | 2.8416 | 6.5834 | 33.6152
73768 | jul | 9.604 | 2.2815 | 7.3225 | 37.381
73770 | jul | 9.5919 | 1.929 | 7.6628 | 39.7447
73771 | jul | 9.4912 | 2.9626 | 6.5287 | 34.2546
73772 | jul | 9.5427 | 1.8529 | 7.6898 | 39.5146
73773 | jul | 9.3463 | 2.2643 | 7.082 | 34.2545
73801 | jul | 9.8942 | 2.2571 | 7.6371 | 45.0855
73832 | jul | 9.8794 | 1.777 | 8.1024 | 46.1739
73834 | jul | 10.0321 | 2.5168 | 7.5154 | 43.9103
73835 | jul | 9.8198 | 1.8382 | 7.9816 | 43.4142
73838 | jul | 9.7636 | 2.0725 | 7.6911 | 41.0666
73840 | jul | 9.9832 | 1.9923 | 7.9909 | 46.7508
73841 | jul | 9.9318 | 2.3665 | 7.5652 | 44.7496
73842 | jul | 9.8462 | 2.5179 | 7.3282 | 41.3754
73843 | jul | 9.9913 | 1.7132 | 8.2782 | 47.654
73844 | jul | 9.9768 | 2.5014 | 7.4754 | 47.0009
73848 | jul | 9.9658 | 2.3305 | 7.6352 | 46.9277
73851 | jul | 10.0408 | 2.2977 | 7.743 | 45.6719
73852 | jul | 9.8696 | 2.2761 | 7.5935 | 42.4137
73853 | jul | 9.8294 | 1.9064 | 7.923 | 42.6589
73855 | jul | 10.0507 | 2.4422 | 7.6086 | 45.9
73857 | jul | 9.8339 | 2.008 | 7.8259 | 44.7077
73858 | jul | 9.9736 | 1.89 | 8.0836 | 47.5412
73859 | jul | 9.8178 | 1.8626 | 7.9552 | 43.2316
73860 | jul | 9.783 | 2.3451 | 7.4379 | 39.9474
73931 | jul | 9.9306 | 2.5198 | 7.4108 | 48.7553
73932 | jul | 9.9973 | 2.5978 | 7.3995 | 48.5183
73933 | jul | 9.4604 | 2.5619 | 6.8984 | 50.2824
73937 | jul | 9.279 | 2.6607 | 6.6183 | 50.2565
73938 | jul | 10.0216 | 2.6725 | 7.3491 | 47.9901
73939 | jul | 9.7101 | 2.4034 | 7.3067 | 50.4993
73942 | jul | 9.8656 | 2.332 | 7.5337 | 51.0484
73944 | jul | 9.9248 | 2.3912 | 7.5335 | 50.7496
73945 | jul | 9.9193 | 2.3826 | 7.5367 | 50.4895
73946 | jun | 8.5579 | 1.8549 | 6.703 | 50.3192
73947 | jul | 9.5909 | 2.4258 | 7.1651 | 50.1165
73949 | jul | 9.6343 | 2.4607 | 7.1736 | 50.3288
73950 | jul | 9.9931 | 2.638 | 7.3551 | 49.168
73951 | jul | 9.9424 | 2.5345 | 7.4079 | 49.5808
74002 | jul | 8.3657 | 2.5178 | 5.8479 | 23.0488
74003 | jul | 8.2788 | 2.4894 | 5.7895 | 22.6596
74006 | jul | 8.1919 | 2.5164 | 5.6755 | 21.8601
74008 | jul | 8.1849 | 2.2663 | 5.9185 | 21.1188
74010 | jul | 8.4379 | 2.3776 | 6.0603 | 24.0238
74011 | jul | 8.1742 | 2.3423 | 5.832 | 20.9011
74012 | jul | 8.1906 | 2.4161 | 5.7745 | 20.8746
74014 | jul | 8.1158 | 2.4348 | 5.681 | 19.9612
74015 | jul | 8.1293 | 2.5311 | 5.5982 | 19.8811
74016 | jul | 7.9265 | 2.7115 | 5.215 | 17.9675
74017 | jul | 8.0374 | 2.6757 | 5.3617 | 18.9186
74019 | jul | 8.0539 | 2.6279 | 5.4261 | 19.1452
74020 | jul | 8.5824 | 2.4678 | 6.1146 | 25.3179
74021 | jul | 8.2404 | 2.5725 | 5.6679 | 21.3827
74022 | jul | 8.1767 | 2.4807 | 5.696 | 20.7403
74023 | jul | 8.7038 | 2.343 | 6.3608 | 27.3209
74026 | jul | 8.6951 | 2.2322 | 6.463 | 27.0468
74027 | jul | 7.9912 | 2.6186 | 5.3726 | 18.8067
74028 | jul | 8.4841 | 2.3911 | 6.0931 | 24.9148
74029 | jul | 8.1908 | 2.4923 | 5.6985 | 21.4315
74030 | jul | 8.5473 | 2.387 | 6.1603 | 25.6957
74032 | jul | 8.8378 | 2.4436 | 6.3942 | 29.066
74033 | jul | 8.2707 | 2.2847 | 5.986 | 22.2043
74035 | jul | 8.5194 | 2.5085 | 6.011 | 24.5624
74036 | jul | 8.0084 | 2.5885 | 5.4199 | 18.57
74037 | jul | 8.2893 | 2.3477 | 5.9416 | 22.1219
74038 | jul | 8.6661 | 2.4459 | 6.2202 | 26.2671
74039 | jul | 8.3938 | 2.3373 | 6.0565 | 23.4801
74041 | jul | 8.274 | 2.2879 | 5.9861 | 22.4524
74042 | jul | 7.9612 | 2.6115 | 5.3497 | 18.1767
74044 | jul | 8.5102 | 2.4188 | 6.0914 | 24.7778
74045 | jul | 8.7206 | 2.457 | 6.2636 | 27.0372
74047 | jul | 8.2425 | 2.2091 | 6.0335 | 22.1152
74048 | jul | 8.0434 | 2.6222 | 5.4212 | 19.5258
74051 | jul | 8.2579 | 2.52 | 5.7378 | 22.4258
74053 | jul | 8.1172 | 2.6183 | 5.4989 | 20.2355
74054 | jul | 8.4978 | 2.4833 | 6.0145 | 24.5922
74055 | jul | 8.2322 | 2.5645 | 5.6676 | 21.0224
74056 | jul | 8.388 | 2.5551 | 5.8328 | 22.8438
74058 | jul | 8.7946 | 2.5488 | 6.2458 | 28.0831
74059 | jul | 8.9743 | 2.2928 | 6.6815 | 29.9399
74060 | jul | 8.4442 | 2.5011 | 5.9431 | 23.6392
74061 | jul | 8.2468 | 2.5417 | 5.7051 | 22.0324
74062 | jul | 8.789 | 2.3028 | 6.4862 | 28.5757
74063 | jul | 8.417 | 2.4531 | 5.9638 | 23.5031
74066 | jul | 8.3548 | 2.3567 | 5.9981 | 23.1353
74070 | jul | 8.3636 | 2.5346 | 5.829 | 22.7389
74072 | jul | 7.9139 | 2.6162 | 5.2977 | 17.6041
74073 | jul | 8.3487 | 2.5511 | 5.7976 | 22.326
74074 | jul | 8.969 | 2.3468 | 6.6222 | 30.118
74075 | jul | 8.9535 | 2.415 | 6.5385 | 30.1443
74077 | jul | 8.9792 | 2.3428 | 6.6364 | 30.403
74078 | jul | 8.9851 | 2.348 | 6.6371 | 30.4442
74079 | jul | 8.6551 | 2.2991 | 6.356 | 26.7187
74080 | jul | 8.1106 | 2.6077 | 5.5029 | 20.4146
74081 | jul | 8.5774 | 2.4468 | 6.1306 | 25.4607
74083 | jul | 8.0675 | 2.528 | 5.5395 | 19.4512
74084 | jul | 8.4983 | 2.5468 | 5.9515 | 24.171
74085 | jul | 8.7151 | 2.3924 | 6.3226 | 27.4273
74103 | jul | 8.3396 | 2.4853 | 5.8543 | 22.3409
74104 | jul | 8.3302 | 2.4837 | 5.8465 | 22.1005
74105 | jul | 8.3193 | 2.449 | 5.8703 | 22.0933
74106 | jul | 8.3479 | 2.5113 | 5.8365 | 22.3308
74107 | jul | 8.3306 | 2.4453 | 5.8853 | 22.5321
74108 | jul | 8.1886 | 2.4921 | 5.6965 | 20.6905
74110 | jul | 8.342 | 2.5158 | 5.8262 | 22.1689
74112 | jul | 8.3105 | 2.4901 | 5.8204 | 21.782
74114 | jul | 8.3245 | 2.4715 | 5.853 | 22.0392
74115 | jul | 8.3236 | 2.5256 | 5.798 | 21.874
74116 | jul | 8.2484 | 2.5192 | 5.7292 | 21.1767
74117 | jul | 8.3253 | 2.5591 | 5.7662 | 21.8616
74119 | jul | 8.3347 | 2.475 | 5.8596 | 22.3042
74120 | jul | 8.3344 | 2.4826 | 5.8517 | 22.2246
74126 | jul | 8.3659 | 2.5283 | 5.8375 | 22.5838
74127 | jul | 8.3624 | 2.5058 | 5.8565 | 22.6845
74128 | jul | 8.2605 | 2.4917 | 5.7687 | 21.3296
74129 | jul | 8.2747 | 2.477 | 5.7977 | 21.4663
74130 | jul | 8.3546 | 2.5486 | 5.806 | 22.2569
74131 | jul | 8.317 | 2.3987 | 5.9184 | 22.6694
74132 | jul | 8.3085 | 2.3983 | 5.9101 | 22.3464
74133 | jul | 8.2618 | 2.3984 | 5.8635 | 21.4885
74134 | jul | 8.1978 | 2.4671 | 5.7308 | 20.8262
74135 | jul | 8.3142 | 2.4536 | 5.8606 | 21.8627
74136 | jul | 8.3057 | 2.4178 | 5.8879 | 21.9318
74137 | jul | 8.2903 | 2.3692 | 5.9211 | 21.854
74145 | jul | 8.2866 | 2.4557 | 5.8309 | 21.5815
74146 | jul | 8.2511 | 2.4568 | 5.7943 | 21.294
74171 | jul | 8.3028 | 2.402 | 5.9009 | 21.9899
74301 | jul | 7.7311 | 2.7877 | 4.9434 | 15.9616
74330 | jul | 7.81 | 2.7555 | 5.0545 | 16.548
74331 | jul | 7.6019 | 2.8124 | 4.7895 | 14.5735
74332 | jul | 7.803 | 2.7593 | 5.0437 | 16.6628
74333 | jul | 7.6955 | 2.8243 | 4.8712 | 15.5536
74337 | jul | 7.8954 | 2.6317 | 5.2637 | 17.4153
74338 | jul | 7.3721 | 2.6632 | 4.7089 | 12.1242
74339 | jul | 7.552 | 2.8269 | 4.725 | 14.5457
74342 | jul | 7.5574 | 2.7647 | 4.7927 | 13.742
74343 | jul | 7.5343 | 2.7826 | 4.7516 | 14.1271
74344 | jul | 7.4585 | 2.6678 | 4.7907 | 13.3079
74346 | jul | 7.4516 | 2.6812 | 4.7704 | 12.9693
74347 | jul | 7.4551 | 2.7448 | 4.7104 | 12.6335
74352 | jul | 7.7503 | 2.7331 | 5.0172 | 15.5985
74354 | jul | 7.5571 | 2.8183 | 4.7388 | 14.5169
74358 | jul | 7.5635 | 2.8682 | 4.6953 | 14.6225
74359 | jul | 7.4905 | 2.7845 | 4.706 | 12.7367
74360 | jul | 7.5237 | 2.7405 | 4.7832 | 14.3432
74361 | jul | 7.8594 | 2.7144 | 5.145 | 16.8486
74363 | jul | 7.4211 | 2.6092 | 4.8119 | 13.5885
74364 | jul | 7.581 | 2.7907 | 4.7904 | 13.7251
74365 | jul | 7.6622 | 2.7799 | 4.8823 | 14.9155
74366 | jul | 7.6252 | 2.7806 | 4.8446 | 14.6825
74367 | jul | 7.6675 | 2.7887 | 4.8788 | 15.2319
74368 | jul | 7.4958 | 2.7781 | 4.7178 | 12.7852
74369 | jul | 7.7248 | 2.766 | 4.9588 | 15.8082
74370 | jul | 7.4286 | 2.6403 | 4.7883 | 13.335
74401 | jul | 7.9708 | 2.2821 | 5.6886 | 18.5223
74403 | jul | 7.8866 | 2.3429 | 5.5437 | 17.127
74421 | jul | 8.2429 | 2.167 | 6.0759 | 22.319
74422 | jul | 8.0738 | 2.1209 | 5.9529 | 19.9697
74423 | jul | 7.8135 | 2.4271 | 5.3864 | 16.2581
74425 | jul | 8.061 | 2.1421 | 5.9189 | 18.537
74426 | jul | 8.016 | 2.1495 | 5.8665 | 18.5725
74427 | jul | 7.5558 | 2.7037 | 4.8521 | 13.6511
74428 | jul | 8.0812 | 2.0833 | 5.998 | 19.89
74429 | jul | 8.0902 | 2.3774 | 5.7129 | 19.596
74432 | jul | 8.098 | 2.1273 | 5.9707 | 19.6179
74434 | jul | 7.835 | 2.4765 | 5.3585 | 16.5077
74435 | jul | 7.748 | 2.4421 | 5.306 | 15.6346
74436 | jul | 8.0894 | 2.1897 | 5.8997 | 20.2366
74437 | jul | 8.1575 | 2.1417 | 6.0158 | 21.0687
74441 | jul | 7.7368 | 2.6656 | 5.0712 | 15.5135
74442 | jul | 8.1208 | 2.1422 | 5.9786 | 19.3411
74445 | jul | 8.1256 | 2.0854 | 6.0402 | 20.795
74447 | jul | 8.2064 | 2.1172 | 6.0892 | 22.0075
74450 | jul | 8.013 | 2.1853 | 5.8277 | 18.882
74451 | jul | 7.6542 | 2.6253 | 5.0288 | 14.6267
74452 | jul | 7.5847 | 2.7984 | 4.7862 | 13.8474
74454 | jul | 8.0318 | 2.3272 | 5.7047 | 19.0806
74455 | jul | 7.8676 | 2.2764 | 5.5912 | 16.5161
74457 | jul | 7.4384 | 2.7856 | 4.6528 | 12.5055
74462 | jul | 7.7624 | 2.4733 | 5.2891 | 15.458
74463 | jul | 8.0466 | 2.2194 | 5.8273 | 19.4209
74464 | jul | 7.5629 | 2.7789 | 4.7841 | 13.5571
74467 | jul | 7.9463 | 2.4916 | 5.4548 | 17.9512
74469 | jul | 7.8984 | 2.2562 | 5.6422 | 17.0391
74470 | jul | 7.8188 | 2.3434 | 5.4754 | 16.1945
74471 | jul | 7.5136 | 2.7759 | 4.7377 | 13.1238
74472 | jul | 7.8681 | 2.3128 | 5.5552 | 16.3622
74501 | jul | 8.1631 | 2.2096 | 5.9536 | 19.0426
74523 | jul | 7.9725 | 2.9604 | 5.0121 | 15.6255
74525 | jul | 8.2837 | 2.4673 | 5.8163 | 19.4908
74528 | jul | 8.1206 | 2.2825 | 5.8381 | 17.8696
74531 | jul | 8.3339 | 2.381 | 5.9529 | 21.9496
74533 | jul | 8.3878 | 2.3367 | 6.0511 | 20.5286
74534 | jul | 8.4036 | 2.3477 | 6.0559 | 21.8983
74536 | jul | 7.7935 | 2.8582 | 4.9353 | 13.9964
74538 | jul | 8.3438 | 2.3531 | 5.9907 | 20.738
74540 | jul | 7.9834 | 2.6533 | 5.3301 | 15.9587
74543 | jul | 7.8737 | 3.0857 | 4.788 | 14.4605
74547 | jul | 7.9469 | 2.479 | 5.468 | 16.0179
74549 | aug | 6.7877 | 2.6576 | 4.13 | 9.5253
74552 | jul | 7.8088 | 2.3895 | 5.4193 | 15.8594
74553 | jul | 8.2128 | 2.3212 | 5.8916 | 19.1968
74555 | jul | 8.1718 | 2.6033 | 5.5685 | 17.9889
74557 | jul | 7.9229 | 3.0065 | 4.9164 | 15.0323
74558 | jul | 7.6055 | 3.1514 | 4.4541 | 11.8126
74560 | jul | 8.0754 | 2.4387 | 5.6366 | 17.2635
74561 | jul | 7.9476 | 2.2592 | 5.6884 | 16.9962
74562 | jul | 7.697 | 3.1854 | 4.5115 | 12.8745
74563 | jul | 7.6763 | 2.7554 | 4.9209 | 14.0146
74567 | jul | 7.777 | 3.0377 | 4.7392 | 13.6356
74569 | jul | 8.0985 | 2.5914 | 5.507 | 17.3666
74570 | jul | 8.2564 | 2.3452 | 5.9112 | 20.8715
74571 | jul | 7.4451 | 3.3222 | 4.1228 | 10.2861
74572 | jul | 8.4402 | 2.3387 | 6.1015 | 22.6772
74574 | jul | 7.6827 | 2.8799 | 4.8028 | 13.1853
74576 | jul | 8.165 | 2.4079 | 5.7572 | 18.6753
74577 | aug | 6.7803 | 2.6786 | 4.1017 | 10.0484
74578 | jul | 7.8029 | 2.5456 | 5.2573 | 15.0204
74601 | jul | 9.0661 | 2.9606 | 6.1055 | 30.2859
74604 | jul | 8.9493 | 2.8545 | 6.0947 | 28.8
74630 | jul | 9.1994 | 2.8158 | 6.3836 | 31.6611
74631 | jul | 9.1683 | 3.0215 | 6.1468 | 30.9485
74632 | jul | 9.1248 | 3.0609 | 6.0639 | 30.7188
74633 | jul | 8.6406 | 2.7034 | 5.9372 | 25.7472
74636 | jul | 9.2524 | 3.0403 | 6.2121 | 32.0986
74637 | jul | 8.6911 | 2.617 | 6.0741 | 26.1721
74640 | jul | 9.2921 | 2.8112 | 6.4809 | 32.5943
74641 | jul | 8.7673 | 2.8296 | 5.9377 | 26.7034
74643 | jul | 9.2712 | 2.9857 | 6.2855 | 32.4202
74644 | jul | 9.019 | 2.8103 | 6.2086 | 29.9741
74646 | jul | 9.2045 | 3.0405 | 6.1641 | 31.6129
74647 | jul | 8.9023 | 2.9347 | 5.9676 | 28.0247
74650 | jul | 8.8505 | 2.6732 | 6.1773 | 28.3106
74651 | jul | 9.0599 | 2.773 | 6.2869 | 30.6815
74652 | jul | 8.5198 | 2.7597 | 5.7602 | 24.5352
74653 | jul | 9.1938 | 2.9478 | 6.246 | 31.4645
74701 | jul | 8.4552 | 2.2606 | 6.1946 | 22.1431
74723 | jul | 8.2232 | 2.512 | 5.7112 | 19.0162
74724 | aug | 6.7996 | 2.4989 | 4.3006 | 9.5527
74726 | jul | 8.36 | 2.3423 | 6.0177 | 20.4271
74727 | jul | 8.1044 | 2.7345 | 5.3699 | 17.5732
74728 | aug | 6.9042 | 2.2442 | 4.66 | 11.6859
74729 | jul | 8.3947 | 2.3084 | 6.0862 | 20.557
74730 | jul | 8.4804 | 2.2742 | 6.2062 | 23.1836
74731 | jul | 8.606 | 2.2999 | 6.3061 | 25.7373
74733 | jul | 8.5249 | 2.2929 | 6.232 | 24.5634
74734 | aug | 6.786 | 2.2755 | 4.5105 | 10.2983
74735 | aug | 7.1578 | 2.3624 | 4.7953 | 14.2529
74736 | aug | 7.021 | 2.1237 | 4.8973 | 13.5419
74738 | jul | 7.9191 | 2.8652 | 5.0539 | 16.0259
74740 | aug | 6.8692 | 2.1488 | 4.7203 | 12.7497
74741 | jul | 8.4189 | 2.3127 | 6.1062 | 22.6133
74743 | jul | 7.9386 | 2.9677 | 4.9709 | 15.7081
74745 | aug | 6.9624 | 2.093 | 4.8695 | 13.262
74748 | jul | 8.4784 | 2.2686 | 6.2099 | 22.5206
74754 | aug | 7.0188 | 2.407 | 4.6118 | 12.5308
74755 | aug | 7.0589 | 2.3993 | 4.6596 | 13.0386
74756 | aug | 7.2415 | 2.3899 | 4.8516 | 14.9551
74759 | jul | 8.016 | 2.8753 | 5.1407 | 16.7116
74760 | jul | 7.8735 | 3.0609 | 4.8127 | 14.7557
74764 | aug | 7.0775 | 2.2112 | 4.8663 | 13.8465
74766 | aug | 6.969 | 2.3419 | 4.6272 | 12.2001
74801 | jul | 8.6706 | 2.159 | 6.5116 | 27.8366
74804 | jul | 8.6302 | 2.1453 | 6.4849 | 27.1751
74820 | jul | 8.5886 | 2.3819 | 6.2067 | 25.2447
74824 | jul | 8.7735 | 2.2578 | 6.5158 | 28.2163
74825 | jul | 8.4371 | 2.4193 | 6.0178 | 23.3588
74826 | jul | 8.6511 | 2.3408 | 6.3103 | 26.2897
74827 | jul | 8.3399 | 2.427 | 5.9129 | 22.5898
74829 | jul | 8.4271 | 2.5719 | 5.8552 | 23.7478
74831 | jul | 8.851 | 2.1855 | 6.6655 | 28.9838
74832 | jul | 8.8853 | 2.2295 | 6.6558 | 29.1126
74833 | jul | 8.4117 | 2.5459 | 5.8658 | 23.6144
74834 | jul | 8.7249 | 2.1819 | 6.543 | 27.7227
74839 | jul | 8.2032 | 2.3578 | 5.8454 | 20.7266
74840 | jul | 8.6148 | 2.2758 | 6.339 | 26.3718
74842 | jul | 8.4914 | 2.4013 | 6.09 | 23.7812
74843 | jul | 8.5465 | 2.409 | 6.1375 | 24.3942
74845 | jul | 8.1435 | 2.1824 | 5.9611 | 19.8836
74848 | jul | 8.3341 | 2.5185 | 5.8156 | 22.6082
74849 | jul | 8.5647 | 2.4324 | 6.1323 | 25.0761
74850 | jul | 8.2211 | 2.3538 | 5.8673 | 20.697
74851 | jul | 8.7472 | 2.1617 | 6.5855 | 29.1241
74852 | jul | 8.7286 | 2.2193 | 6.5093 | 28.4575
74854 | jul | 8.6088 | 2.3561 | 6.2527 | 26.0645
74855 | jul | 8.6986 | 2.0888 | 6.6098 | 28.0858
74856 | jul | 8.6454 | 2.2917 | 6.3537 | 26.0015
74857 | jul | 8.8265 | 2.2631 | 6.5634 | 30.1627
74859 | jul | 8.3199 | 2.5799 | 5.7399 | 22.4639
74860 | jul | 8.4856 | 2.4492 | 6.0364 | 24.6753
74864 | jul | 8.613 | 2.2613 | 6.3517 | 26.2269
74865 | jul | 8.5559 | 2.366 | 6.1899 | 24.8754
74867 | jul | 8.4396 | 2.487 | 5.9526 | 23.9161
74868 | jul | 8.521 | 2.4241 | 6.0969 | 25.1362
74869 | jul | 8.6903 | 2.167 | 6.5233 | 27.2728
74871 | jul | 8.4475 | 2.3818 | 6.0658 | 23.2804
74872 | jul | 8.7573 | 2.2309 | 6.5264 | 27.5906
74873 | jul | 8.7 | 2.195 | 6.505 | 28.2336
74875 | jul | 8.9271 | 2.2477 | 6.6794 | 29.3856
74878 | jul | 8.7697 | 2.2273 | 6.5424 | 28.357
74880 | jul | 8.2036 | 2.4352 | 5.7684 | 21.2192
74881 | jul | 8.8364 | 2.1894 | 6.647 | 29.042
74883 | jul | 8.3134 | 2.6021 | 5.7114 | 22.1688
74884 | jul | 8.4325 | 2.5909 | 5.8416 | 23.9189
74901 | jul | 7.4045 | 2.9526 | 4.452 | 12.8365
74902 | jul | 7.4355 | 3.0555 | 4.38 | 12.8454
74930 | jul | 7.6161 | 2.8935 | 4.7225 | 13.8404
74931 | jul | 7.425 | 2.7666 | 4.6585 | 12.5349
74932 | jul | 7.4434 | 3.1559 | 4.2875 | 12.539
74937 | aug | 6.6666 | 2.6482 | 4.0184 | 8.67
74939 | aug | 6.6351 | 2.6548 | 3.9803 | 8.4802
74940 | jul | 7.5275 | 3.2465 | 4.2809 | 12.2675
74941 | jul | 7.6907 | 2.6823 | 5.0084 | 14.7667
74944 | jul | 7.688 | 2.6929 | 4.9951 | 14.3829
74948 | jul | 7.5117 | 2.827 | 4.6846 | 13.6644
74949 | aug | 6.6668 | 2.6591 | 4.0077 | 8.4974
74953 | jul | 7.4896 | 3.2032 | 4.2864 | 12.6019
74954 | jul | 7.4056 | 2.8336 | 4.5719 | 12.5401
74955 | jul | 7.4827 | 2.7468 | 4.7359 | 13.2768
74956 | jul | 7.5507 | 3.0218 | 4.5289 | 13.1982
74957 | aug | 6.6133 | 2.5011 | 4.1123 | 6.8115
74959 | jul | 7.5463 | 2.9029 | 4.6434 | 13.8644
74960 | jul | 7.3571 | 2.7582 | 4.5989 | 11.9253
74962 | jul | 7.6529 | 2.5806 | 5.0724 | 14.7166
74963 | aug | 6.6693 | 2.4144 | 4.2549 | 7.6411
74964 | jul | 7.3532 | 2.6935 | 4.6598 | 12.0187
74965 | jul | 7.3501 | 2.7105 | 4.6396 | 11.9722
74966 | jul | 7.5921 | 3.0656 | 4.5265 | 12.8589
75001 | jul | 8.9729 | 1.8047 | 7.1682 | 32.5795
75002 | jul | 8.6952 | 1.9956 | 6.6995 | 28.6857
75006 | jul | 9.0268 | 1.7754 | 7.2514 | 33.5328
75007 | jul | 9.0177 | 1.808 | 7.2096 | 33.1992
75009 | jul | 8.8023 | 2.1083 | 6.694 | 29.2679
75010 | jul | 9.0111 | 1.8294 | 7.1817 | 32.9973
75013 | jul | 8.7778 | 1.995 | 6.7828 | 29.4453
75019 | jul | 9.0782 | 1.7723 | 7.3059 | 34.5677
75020 | jul | 8.6384 | 2.3254 | 6.313 | 27.0338
75021 | jul | 8.5379 | 2.3148 | 6.2231 | 25.3098
75022 | jul | 9.1265 | 1.8105 | 7.316 | 35.2666
75023 | jul | 8.8352 | 1.9437 | 6.8915 | 30.1775
75024 | jul | 8.9072 | 1.9213 | 6.9859 | 31.1595
75025 | jul | 8.8312 | 1.9687 | 6.8625 | 30.0379
75028 | jul | 9.1068 | 1.8138 | 7.293 | 34.7358
75032 | jul | 8.5448 | 1.9681 | 6.5767 | 27.2603
75034 | jul | 8.9474 | 1.9276 | 7.0197 | 31.7233
75035 | jul | 8.8482 | 1.9932 | 6.855 | 30.1966
75038 | jul | 9.0757 | 1.7277 | 7.3479 | 35.0302
75039 | jul | 9.0591 | 1.724 | 7.3351 | 34.5826
75040 | jul | 8.7632 | 1.8771 | 6.886 | 29.7111
75041 | jul | 8.806 | 1.834 | 6.972 | 30.3449
75042 | jul | 8.8266 | 1.845 | 6.9816 | 30.478
75043 | jul | 8.7327 | 1.8532 | 6.8796 | 29.5526
75044 | jul | 8.7866 | 1.8901 | 6.8965 | 29.9132
75048 | jul | 8.703 | 1.9227 | 6.7803 | 28.9641
75050 | jul | 9.079 | 1.6941 | 7.3848 | 35.6644
75051 | jul | 9.0588 | 1.6824 | 7.3764 | 35.5223
75052 | jul | 9.0719 | 1.6839 | 7.388 | 35.7431
75054 | jul | 9.0776 | 1.6769 | 7.4008 | 35.8552
75056 | jul | 9.0171 | 1.8519 | 7.1651 | 32.9266
75057 | jul | 9.0662 | 1.8226 | 7.2436 | 33.8736
75058 | jul | 8.7692 | 2.1855 | 6.5837 | 28.8154
75060 | jul | 9.0453 | 1.6939 | 7.3513 | 34.9912
75061 | jul | 9.059 | 1.7074 | 7.3516 | 35.0236
75062 | jul | 9.0574 | 1.7133 | 7.344 | 34.8553
75063 | jul | 9.0783 | 1.7469 | 7.3313 | 34.7732
75065 | jul | 9.0739 | 1.8542 | 7.2198 | 33.6881
75067 | jul | 9.081 | 1.8032 | 7.2778 | 34.3504
75068 | jul | 9.0186 | 1.9023 | 7.1164 | 32.6982
75069 | jul | 8.6689 | 2.0495 | 6.6193 | 28.2425
75070 | jul | 8.7661 | 2.0303 | 6.7358 | 29.2138
75071 | jul | 8.6855 | 2.0939 | 6.5916 | 28.178
75074 | jul | 8.7805 | 1.9401 | 6.8404 | 29.6805
75075 | jul | 8.8547 | 1.9105 | 6.9442 | 30.5103
75076 | jul | 8.6861 | 2.295 | 6.391 | 28.1271
75077 | jul | 9.1053 | 1.8315 | 7.2738 | 34.4416
75078 | jul | 8.8562 | 2.0258 | 6.8304 | 30.2513
75080 | jul | 8.8763 | 1.8678 | 7.0085 | 30.9118
75081 | jul | 8.8519 | 1.8595 | 6.9925 | 30.68
75082 | jul | 8.7862 | 1.9104 | 6.8758 | 29.8424
75087 | jul | 8.5693 | 1.9917 | 6.5776 | 27.3356
75088 | jul | 8.6924 | 1.8907 | 6.8017 | 28.9706
75089 | jul | 8.6856 | 1.9138 | 6.7717 | 28.7946
75090 | jul | 8.5942 | 2.3216 | 6.2726 | 26.4378
75092 | jul | 8.6763 | 2.293 | 6.3833 | 28.3293
75093 | jul | 8.9225 | 1.8859 | 7.0366 | 31.5062
75094 | jul | 8.7238 | 1.9445 | 6.7793 | 29.128
75098 | jul | 8.6424 | 1.9798 | 6.6626 | 28.134
75102 | jul | 8.5795 | 1.5231 | 7.0564 | 30.2153
75103 | jul | 8.0789 | 2.0647 | 6.0142 | 22.4095
75104 | jul | 8.9915 | 1.6897 | 7.3018 | 34.7357
75105 | jul | 8.4513 | 1.6654 | 6.7859 | 27.6956
75109 | jul | 8.3271 | 1.5957 | 6.7314 | 26.9253
75110 | jul | 8.4625 | 1.556 | 6.9065 | 28.7777
75114 | jul | 8.5817 | 1.8105 | 6.7712 | 28.3987
75115 | jul | 8.8857 | 1.6966 | 7.1891 | 33.3615
75116 | jul | 8.9569 | 1.6886 | 7.2683 | 34.1906
75117 | jul | 8.0575 | 2.2247 | 5.8328 | 21.636
75119 | jul | 8.6334 | 1.6218 | 7.0115 | 30.3222
75124 | jul | 8.0912 | 1.9136 | 6.1776 | 23.4323
75125 | jul | 8.7172 | 1.6848 | 7.0324 | 30.8709
75126 | jul | 8.5885 | 1.875 | 6.7135 | 28.1505
75127 | jul | 7.9897 | 2.2411 | 5.7486 | 20.9572
75134 | jul | 8.8397 | 1.6889 | 7.1508 | 32.6218
75135 | jul | 8.3627 | 2.2496 | 6.1131 | 23.815
75137 | jul | 8.9407 | 1.6938 | 7.2469 | 34.0053
75140 | jul | 7.93 | 2.2502 | 5.6798 | 20.3335
75141 | jul | 8.7996 | 1.7026 | 7.097 | 31.7034
75142 | jul | 8.3746 | 1.9064 | 6.4681 | 25.974
75143 | jul | 8.3551 | 1.778 | 6.5771 | 26.3532
75144 | jul | 8.2753 | 1.6914 | 6.5839 | 25.741
75146 | jul | 8.793 | 1.6831 | 7.1099 | 32.2815
75147 | jul | 8.2123 | 1.9011 | 6.3112 | 24.5773
75148 | jul | 8.0919 | 1.8098 | 6.2822 | 23.8664
75149 | jul | 8.7821 | 1.7857 | 6.9964 | 30.4232
75150 | jul | 8.7937 | 1.804 | 6.9898 | 30.4186
75152 | jul | 8.7329 | 1.6427 | 7.0902 | 31.4335
75153 | jul | 8.3592 | 1.6394 | 6.7198 | 26.925
75154 | jul | 8.8241 | 1.6739 | 7.1501 | 32.7803
75155 | jul | 8.4489 | 1.6304 | 6.8185 | 28.0191
75156 | jul | 8.1982 | 1.8141 | 6.3841 | 24.8414
75158 | jul | 8.5098 | 1.7462 | 6.7635 | 28.2111
75159 | jul | 8.6817 | 1.7427 | 6.9391 | 29.898
75160 | jul | 8.4149 | 2.0096 | 6.4053 | 25.8603
75161 | jul | 8.2954 | 2.0871 | 6.2083 | 24.3119
75163 | jul | 8.1999 | 1.7564 | 6.4435 | 24.9455
75165 | jul | 8.7856 | 1.6012 | 7.1844 | 32.4973
75166 | jul | 8.5406 | 2.04 | 6.5006 | 26.7295
75167 | jul | 8.8726 | 1.6219 | 7.2507 | 33.6828
75169 | jul | 8.1805 | 2.1654 | 6.015 | 22.8347
75172 | jul | 8.7689 | 1.698 | 7.0708 | 31.5274
75173 | jul | 8.5045 | 2.0911 | 6.4134 | 26.0317
75180 | jul | 8.782 | 1.7568 | 7.0251 | 30.6906
75181 | jul | 8.7127 | 1.7974 | 6.9152 | 29.7375
75182 | jul | 8.7095 | 1.8376 | 6.8719 | 29.438
75189 | jul | 8.447 | 2.1139 | 6.3331 | 25.4055
75201 | jul | 8.9618 | 1.7128 | 7.2489 | 32.9819
75202 | jul | 8.9649 | 1.7078 | 7.2571 | 33.1013
75203 | jul | 8.9584 | 1.6896 | 7.2688 | 33.2083
75204 | jul | 8.9552 | 1.724 | 7.2312 | 32.7789
75205 | jul | 8.9549 | 1.7439 | 7.211 | 32.6536
75206 | jul | 8.9401 | 1.7498 | 7.1904 | 32.3095
75207 | jul | 8.972 | 1.7032 | 7.2688 | 33.3156
75208 | jul | 8.9749 | 1.6861 | 7.2888 | 33.6628
75209 | jul | 8.9736 | 1.7389 | 7.2347 | 33.04
75210 | jul | 8.9296 | 1.7166 | 7.213 | 32.282
75211 | jul | 8.9897 | 1.6758 | 7.314 | 34.4009
75212 | jul | 8.9976 | 1.688 | 7.3096 | 34.1559
75214 | jul | 8.9197 | 1.7594 | 7.1603 | 31.9266
75215 | jul | 8.9478 | 1.7 | 7.2477 | 32.7387
75216 | jul | 8.9271 | 1.6907 | 7.2363 | 32.9706
75217 | jul | 8.8459 | 1.7253 | 7.1206 | 31.5899
75218 | jul | 8.8745 | 1.7851 | 7.0894 | 31.3052
75219 | jul | 8.9671 | 1.7227 | 7.2443 | 33.0561
75220 | jul | 9.0097 | 1.7268 | 7.2829 | 33.7357
75223 | jul | 8.9311 | 1.733 | 7.198 | 32.1966
75224 | jul | 8.9487 | 1.6852 | 7.2635 | 33.5489
75225 | jul | 8.9481 | 1.7639 | 7.1842 | 32.4011
75226 | jul | 8.9524 | 1.7179 | 7.2345 | 32.6889
75227 | jul | 8.8704 | 1.7469 | 7.1235 | 31.5092
75228 | jul | 8.852 | 1.7837 | 7.0684 | 31.1015
75229 | jul | 9.0042 | 1.7446 | 7.2596 | 33.4192
75230 | jul | 8.9439 | 1.7856 | 7.1583 | 32.1953
75231 | jul | 8.912 | 1.7905 | 7.1215 | 31.6573
75232 | jul | 8.9114 | 1.6892 | 7.2221 | 33.3626
75233 | jul | 8.9591 | 1.6823 | 7.2768 | 33.923
75234 | jul | 9.03 | 1.7463 | 7.2837 | 33.7556
75235 | jul | 8.9867 | 1.7205 | 7.2662 | 33.4586
75236 | jul | 8.988 | 1.6834 | 7.3046 | 34.5756
75237 | jul | 8.9344 | 1.688 | 7.2464 | 33.7521
75238 | jul | 8.8685 | 1.809 | 7.0595 | 31.099
75240 | jul | 8.9342 | 1.811 | 7.1232 | 31.9338
75241 | jul | 8.8691 | 1.6933 | 7.1758 | 32.5082
75243 | jul | 8.8904 | 1.8197 | 7.0707 | 31.2569
75244 | jul | 8.9812 | 1.7768 | 7.2044 | 32.8214
75246 | jul | 8.9503 | 1.7223 | 7.228 | 32.6316
75247 | jul | 9.002 | 1.7024 | 7.2996 | 33.9796
75248 | jul | 8.929 | 1.8376 | 7.0914 | 31.773
75249 | jul | 8.9982 | 1.6887 | 7.3095 | 34.7721
75251 | jul | 8.9231 | 1.8065 | 7.1166 | 31.7516
75252 | jul | 8.9144 | 1.8656 | 7.0488 | 31.4603
75253 | jul | 8.7633 | 1.739 | 7.0243 | 30.77
75254 | jul | 8.9414 | 1.8138 | 7.1276 | 32.0421
75261 | jul | 9.1074 | 1.7503 | 7.3571 | 35.5741
75287 | jul | 8.9652 | 1.8359 | 7.1293 | 32.3196
75401 | aug | 7.6441 | 1.7928 | 5.8513 | 21.9804
75402 | aug | 7.6483 | 1.7452 | 5.9031 | 22.3329
75407 | jul | 8.5707 | 2.0801 | 6.4905 | 26.8621
75409 | jul | 8.5784 | 2.2007 | 6.3777 | 26.4965
75410 | aug | 7.3587 | 1.7794 | 5.5793 | 19.7004
75411 | jul | 7.8896 | 2.8583 | 5.0313 | 15.9337
75412 | aug | 7.1314 | 2.1077 | 5.0236 | 14.8151
75414 | jul | 8.4744 | 2.3247 | 6.1497 | 24.8002
75415 | aug | 7.4596 | 1.998 | 5.4617 | 18.7295
75416 | aug | 7.2465 | 2.1248 | 5.1218 | 15.9959
75417 | aug | 7.1606 | 1.8756 | 5.285 | 16.153
75418 | jul | 8.3287 | 2.398 | 5.9307 | 22.0272
75420 | aug | 7.4547 | 1.8329 | 5.6217 | 19.2785
75421 | aug | 7.4082 | 2.116 | 5.2922 | 17.6457
75422 | aug | 7.5271 | 1.8024 | 5.7247 | 20.6637
75423 | jul | 8.3158 | 2.3478 | 5.968 | 22.3808
75424 | jul | 8.4638 | 2.2109 | 6.2529 | 24.8921
75426 | aug | 7.078 | 1.9307 | 5.1474 | 14.9081
75428 | aug | 7.5204 | 1.8507 | 5.6697 | 20.2812
75431 | aug | 7.219 | 1.8587 | 5.3604 | 17.3716
75432 | aug | 7.3776 | 1.9317 | 5.446 | 18.1401
75433 | aug | 7.4769 | 1.8207 | 5.6561 | 19.7728
75435 | aug | 7.2578 | 1.9582 | 5.2996 | 16.7463
75436 | aug | 7.1818 | 2.0289 | 5.153 | 15.6209
75437 | aug | 7.307 | 1.8642 | 5.4427 | 17.7606
75438 | jul | 8.2281 | 2.4932 | 5.7349 | 20.378
75439 | jul | 8.3779 | 2.3621 | 6.0157 | 22.9452
75440 | aug | 7.4523 | 1.7672 | 5.6851 | 20.3665
75442 | jul | 8.4535 | 2.1726 | 6.281 | 24.836
75446 | jul | 8.1755 | 2.5725 | 5.6029 | 19.1881
75447 | jul | 8.3216 | 2.3965 | 5.9251 | 21.5451
75448 | aug | 7.4665 | 1.887 | 5.5795 | 19.4067
75449 | aug | 7.5155 | 1.9426 | 5.5729 | 19.8079
75450 | aug | 7.3769 | 1.9817 | 5.3952 | 17.977
75451 | aug | 7.0825 | 1.8791 | 5.2034 | 16.22
75452 | jul | 8.3129 | 2.3869 | 5.926 | 22.1801
75453 | aug | 7.5513 | 1.761 | 5.7903 | 21.2735
75454 | jul | 8.6192 | 2.1418 | 6.4775 | 27.303
75455 | aug | 7.0478 | 1.8946 | 5.1531 | 15.5546
75457 | aug | 7.1757 | 1.8615 | 5.3142 | 16.6749
75459 | jul | 8.6805 | 2.2569 | 6.4236 | 28.0819
75460 | aug | 7.3387 | 2.06 | 5.2787 | 17.3278
75462 | aug | 7.2917 | 2.1177 | 5.174 | 16.6002
75468 | aug | 7.2614 | 2.0091 | 5.2523 | 16.5587
75469 | aug | 7.4643 | 1.9457 | 5.5187 | 19.1431
75470 | jul | 8.0824 | 2.6393 | 5.4431 | 18.3355
75471 | aug | 7.2579 | 1.8426 | 5.4152 | 17.9097
75472 | aug | 7.5223 | 1.7467 | 5.7756 | 21.2957
75473 | jul | 7.9117 | 2.8002 | 5.1115 | 16.4341
75474 | jul | 8.2735 | 2.2578 | 6.0157 | 23.2707
75476 | jul | 8.3124 | 2.4094 | 5.903 | 21.3044
75477 | jul | 8.0511 | 2.635 | 5.4161 | 18.4395
75478 | aug | 7.2588 | 1.8614 | 5.3974 | 17.3623
75479 | jul | 8.4061 | 2.3416 | 6.0644 | 23.5391
75480 | aug | 7.131 | 1.8713 | 5.2597 | 16.5458
75481 | aug | 7.2767 | 1.8789 | 5.3978 | 17.281
75482 | aug | 7.3622 | 1.8588 | 5.5035 | 18.3375
75486 | jul | 8.0408 | 2.7019 | 5.3389 | 17.6457
75487 | aug | 7.1099 | 1.858 | 5.2519 | 15.9875
75488 | jul | 8.2396 | 2.4978 | 5.7418 | 19.7315
75490 | jul | 8.4053 | 2.3127 | 6.0926 | 23.8048
75491 | jul | 8.4578 | 2.3072 | 6.1506 | 24.7643
75492 | jul | 8.2189 | 2.5195 | 5.6994 | 19.9993
75493 | aug | 7.091 | 1.8709 | 5.2202 | 16.0596
75494 | aug | 7.145 | 1.8658 | 5.2792 | 16.9207
75495 | jul | 8.5915 | 2.2502 | 6.3413 | 26.4624
75496 | aug | 7.5886 | 1.8828 | 5.7057 | 20.7745
75497 | aug | 7.297 | 1.8111 | 5.4859 | 18.6809
75501 | aug | 6.776 | 2.4029 | 4.3731 | 13.9166
75503 | aug | 6.7466 | 2.4484 | 4.2982 | 13.5353
75550 | aug | 7.0369 | 1.8961 | 5.1407 | 14.9054
75551 | aug | 6.7431 | 2.3971 | 4.3461 | 13.1018
75554 | aug | 7.0023 | 1.9558 | 5.0465 | 14.6093
75555 | aug | 6.7453 | 2.3782 | 4.3671 | 12.8269
75556 | aug | 6.7078 | 2.4952 | 4.2127 | 13.0244
75558 | aug | 7.0055 | 1.9319 | 5.0737 | 15.2489
75559 | aug | 6.9149 | 2.0717 | 4.8432 | 14.1648
75560 | aug | 6.8374 | 2.2497 | 4.5877 | 13.8697
75561 | aug | 6.7997 | 2.3194 | 4.4803 | 13.7181
75563 | aug | 6.8202 | 2.2113 | 4.6089 | 13.3748
75566 | aug | 6.8884 | 2.1074 | 4.781 | 14.3377
75567 | aug | 6.8241 | 2.2905 | 4.5336 | 13.9529
75568 | aug | 6.935 | 2.0067 | 4.9283 | 14.7665
75569 | aug | 6.7483 | 2.4557 | 4.2926 | 13.8669
75570 | aug | 6.8662 | 2.1884 | 4.6777 | 13.956
75571 | aug | 6.9719 | 1.9625 | 5.0094 | 14.9932
75572 | aug | 6.7595 | 2.4306 | 4.3289 | 13.6478
75574 | aug | 6.8849 | 2.1023 | 4.7826 | 14.0403
75601 | jul | 7.3859 | 2.4816 | 4.9042 | 14.5282
75602 | jul | 7.3739 | 2.4821 | 4.8918 | 14.3007
75603 | jul | 7.3791 | 2.4494 | 4.9297 | 14.6425
75604 | jul | 7.4381 | 2.4514 | 4.9867 | 15.1584
75605 | aug | 6.878 | 1.981 | 4.897 | 14.4072
75630 | aug | 6.8724 | 2.0559 | 4.8165 | 13.8378
75631 | jul | 7.243 | 2.5198 | 4.7232 | 13.5805
75633 | jul | 7.1572 | 2.5966 | 4.5605 | 13.5516
75638 | aug | 6.9482 | 1.9856 | 4.9626 | 14.7336
75639 | jul | 7.1533 | 2.6499 | 4.5034 | 12.9516
75640 | aug | 6.8851 | 1.9933 | 4.8918 | 14.2785
75643 | jul | 7.1166 | 2.6324 | 4.4842 | 13.5125
75644 | aug | 7.0335 | 1.9076 | 5.1259 | 15.952
75645 | aug | 6.9624 | 1.9382 | 5.0242 | 15.38
75647 | jul | 7.5124 | 2.4103 | 5.1021 | 16.0263
75650 | aug | 6.8201 | 2.0221 | 4.798 | 13.6077
75651 | aug | 6.8123 | 2.0444 | 4.7679 | 13.4478
75652 | jul | 7.3161 | 2.4266 | 4.8895 | 14.8555
75654 | jul | 7.3008 | 2.3893 | 4.9115 | 15.3445
75656 | aug | 6.8948 | 2.0656 | 4.8293 | 14.1035
75657 | aug | 6.7783 | 2.186 | 4.5924 | 13.0874
75661 | aug | 6.7198 | 2.2311 | 4.4888 | 12.5132
75662 | jul | 7.4323 | 2.396 | 5.0363 | 15.5587
75667 | jul | 7.3327 | 2.3174 | 5.0153 | 16.2323
75668 | aug | 6.9177 | 2.009 | 4.9087 | 14.3695
75669 | jul | 7.1933 | 2.5101 | 4.6832 | 14.1474
75670 | aug | 6.7686 | 2.077 | 4.6915 | 12.7979
75672 | jul | 7.234 | 2.6313 | 4.6027 | 12.5252
75681 | jul | 7.1907 | 2.4578 | 4.7329 | 14.7167
75683 | aug | 6.936 | 1.9739 | 4.9621 | 14.7179
75684 | jul | 7.4037 | 2.3528 | 5.0509 | 15.963
75686 | aug | 7.0271 | 1.9144 | 5.1127 | 15.6214
75687 | jul | 7.4298 | 2.2816 | 5.1482 | 16.7705
75689 | jul | 7.3932 | 2.3193 | 5.0738 | 16.2802
75691 | jul | 7.2855 | 2.4897 | 4.7959 | 13.9163
75692 | aug | 6.6874 | 2.1996 | 4.4879 | 12.5115
75693 | jul | 7.4584 | 2.4499 | 5.0085 | 15.3353
75701 | jul | 7.6415 | 2.2432 | 5.3983 | 18.0794
75702 | jul | 7.6425 | 2.2547 | 5.3878 | 18.0783
75703 | jul | 7.6415 | 2.1934 | 5.4482 | 18.453
75704 | jul | 7.6895 | 2.224 | 5.4655 | 18.8386
75705 | jul | 7.5318 | 2.3232 | 5.2086 | 16.7781
75706 | jul | 7.6595 | 2.2897 | 5.3698 | 17.9948
75707 | jul | 7.5794 | 2.2825 | 5.2969 | 17.3191
75708 | jul | 7.6113 | 2.3085 | 5.3029 | 17.3879
75709 | jul | 7.6626 | 2.1971 | 5.4655 | 18.6976
75750 | jul | 7.5081 | 2.3063 | 5.2018 | 16.7498
75751 | jul | 7.976 | 1.8859 | 6.0901 | 22.569
75752 | jul | 7.9495 | 1.9901 | 5.9594 | 21.722
75754 | jul | 7.8742 | 2.1486 | 5.7256 | 20.387
75755 | aug | 7.0828 | 1.891 | 5.1917 | 16.6822
75756 | jul | 7.8095 | 2.1165 | 5.693 | 20.1099
75757 | jul | 7.6354 | 2.1265 | 5.5089 | 19.0202
75758 | jul | 7.7595 | 2.1157 | 5.6439 | 19.7718
75760 | jul | 7.278 | 2.3002 | 4.9778 | 16.577
75762 | jul | 7.6801 | 2.14 | 5.5402 | 19.1254
75763 | jul | 7.7371 | 2.0331 | 5.704 | 20.0868
75765 | jul | 7.677 | 2.3941 | 5.2829 | 17.4224
75766 | jul | 7.5503 | 2.1121 | 5.4382 | 18.7919
75770 | jul | 7.8341 | 2.0223 | 5.8118 | 20.6246
75771 | jul | 7.7452 | 2.2767 | 5.4685 | 18.7761
75773 | jul | 7.8065 | 2.3188 | 5.4877 | 18.994
75778 | jul | 7.9034 | 2.0803 | 5.8231 | 20.8637
75783 | aug | 7.2331 | 1.8235 | 5.4096 | 18.2456
75784 | jul | 7.4046 | 2.2146 | 5.1899 | 17.4242
75785 | jul | 7.4457 | 2.1419 | 5.3038 | 18.3252
75789 | jul | 7.4914 | 2.2219 | 5.2695 | 17.5514
75790 | jul | 7.889 | 2.2052 | 5.6839 | 20.2483
75791 | jul | 7.5988 | 2.2364 | 5.3624 | 17.7996
75792 | jul | 7.5663 | 2.351 | 5.2153 | 16.8381
75798 | jul | 7.6381 | 2.2535 | 5.3847 | 17.9575
75799 | jul | 7.6323 | 2.2611 | 5.3712 | 17.7958
75801 | jul | 7.6687 | 1.9669 | 5.7018 | 20.4281
75803 | jul | 7.7803 | 1.919 | 5.8613 | 21.1838
75831 | jul | 7.9111 | 1.7147 | 6.1963 | 23.366
75833 | jul | 7.7694 | 1.8399 | 5.9295 | 22.2424
75835 | jul | 7.4994 | 2.0836 | 5.4159 | 19.6794
75838 | jul | 8.0637 | 1.5936 | 6.47 | 24.6343
75839 | jul | 7.6276 | 1.9798 | 5.6478 | 20.3158
75840 | jul | 8.0879 | 1.6628 | 6.4251 | 24.3443
75844 | jul | 7.5281 | 2.0492 | 5.4789 | 19.6258
75845 | jul | 7.2055 | 2.4537 | 4.7518 | 16.8953
75846 | jul | 8.0307 | 1.6073 | 6.4234 | 24.7001
75847 | jul | 7.3129 | 2.2348 | 5.078 | 18.0886
75850 | jul | 7.7405 | 1.8619 | 5.8786 | 22.2555
75851 | jul | 7.4745 | 2.1385 | 5.336 | 19.6876
75852 | jul | 7.5931 | 2.024 | 5.5691 | 21.0824
75853 | jul | 7.8844 | 1.8864 | 5.998 | 21.8546
75855 | jul | 7.8723 | 1.775 | 6.0972 | 22.7719
75856 | jul | 7.2825 | 2.3091 | 4.9733 | 17.749
75859 | jul | 8.2402 | 1.5898 | 6.6504 | 25.9033
75860 | jul | 8.1468 | 1.5711 | 6.5757 | 25.0566
75861 | jul | 7.9846 | 1.771 | 6.2136 | 23.243
75862 | jul | 7.3346 | 2.3444 | 4.9902 | 18.1228
75901 | jul | 7.0785 | 2.5087 | 4.5699 | 15.9507
75904 | jul | 7.1745 | 2.3569 | 4.8176 | 17.077
75925 | jul | 7.3526 | 2.1869 | 5.1656 | 17.9701
75926 | jul | 7.2196 | 2.3291 | 4.8905 | 17.4713
75928 | jun | 6.5533 | 3.921 | 2.6323 | 6.3956
75929 | aug | 6.3968 | 2.538 | 3.8587 | 11.9387
75930 | aug | 6.356 | 2.6229 | 3.7332 | 10.772
75931 | aug | 6.2447 | 2.9062 | 3.3384 | 9.0984
75932 | aug | 6.1527 | 3.1718 | 2.9809 | 7.2145
75933 | jun | 6.5449 | 4.0294 | 2.5156 | 5.8464
75935 | aug | 6.5164 | 2.2741 | 4.2423 | 12.8194
75936 | jul | 6.8519 | 3.1616 | 3.6903 | 11.82
75937 | jul | 7.0001 | 2.7225 | 4.2776 | 14.0649
75938 | jul | 6.8106 | 3.3009 | 3.5098 | 10.8876
75939 | jul | 7.0336 | 2.713 | 4.3205 | 14.952
75941 | jul | 7.0817 | 2.5085 | 4.5732 | 16.2411
75943 | jul | 7.2781 | 2.2752 | 5.0029 | 17.0962
75946 | jul | 7.1216 | 2.544 | 4.5776 | 14.2555
75948 | aug | 6.2888 | 2.7757 | 3.513 | 9.4628
75949 | jul | 6.9927 | 2.7095 | 4.2832 | 14.6367
75951 | aug | 6.2477 | 3.0059 | 3.2418 | 9.2257
75954 | aug | 6.5421 | 2.2472 | 4.2948 | 12.9326
75956 | aug | 6.1606 | 3.3907 | 2.7699 | 7.535
75959 | aug | 6.3616 | 2.5643 | 3.7973 | 10.6746
75960 | jul | 7.0897 | 2.7393 | 4.3503 | 14.9643
75961 | jul | 7.0646 | 2.5812 | 4.4834 | 14.6734
75962 | jul | 7.1242 | 2.4583 | 4.6659 | 15.4535
75964 | jul | 7.1941 | 2.3816 | 4.8124 | 16.1132
75965 | jul | 7.1396 | 2.485 | 4.6546 | 14.9505
75966 | aug | 6.1247 | 3.3391 | 2.7856 | 6.946
75968 | aug | 6.3159 | 2.7591 | 3.5568 | 10.0071
75969 | jul | 7.2336 | 2.3007 | 4.933 | 17.3497
75972 | aug | 6.4349 | 2.4062 | 4.0287 | 12.1815
75973 | aug | 6.4544 | 2.3952 | 4.0592 | 11.8919
75974 | jul | 7.076 | 2.6599 | 4.4161 | 13.339
75975 | jul | 7.0997 | 2.6122 | 4.4875 | 13.7604
75976 | jul | 7.3103 | 2.2186 | 5.0917 | 17.9586
75977 | aug | 6.2007 | 3.0284 | 3.1723 | 7.9344
75979 | jul | 6.7473 | 3.4912 | 3.2561 | 9.774
75980 | jul | 6.8996 | 2.9993 | 3.9003 | 12.807
76001 | jul | 9.1472 | 1.6962 | 7.451 | 36.888
76002 | jul | 9.1262 | 1.679 | 7.4473 | 36.5062
76006 | jul | 9.1401 | 1.7171 | 7.423 | 36.5047
76008 | jul | 9.2679 | 1.7805 | 7.4874 | 37.8239
76009 | jul | 9.1007 | 1.6674 | 7.4333 | 36.4686
76010 | jul | 9.1359 | 1.6938 | 7.4421 | 36.5979
76011 | jul | 9.1411 | 1.7013 | 7.4398 | 36.6307
76012 | jul | 9.168 | 1.7149 | 7.453 | 36.9698
76013 | jul | 9.1721 | 1.7099 | 7.4622 | 37.0922
76014 | jul | 9.136 | 1.6898 | 7.4462 | 36.6101
76015 | jul | 9.1553 | 1.7002 | 7.4552 | 36.8984
76016 | jul | 9.1781 | 1.7147 | 7.4633 | 37.2412
76017 | jul | 9.1595 | 1.7037 | 7.4558 | 37.017
76018 | jul | 9.1308 | 1.685 | 7.4458 | 36.5542
76020 | jul | 9.282 | 1.7791 | 7.5028 | 37.7967
76021 | jul | 9.1503 | 1.7534 | 7.397 | 36.4469
76022 | jul | 9.1602 | 1.7476 | 7.4126 | 36.6397
76023 | jul | 9.3238 | 1.7461 | 7.5777 | 37.7292
76028 | jul | 9.164 | 1.7191 | 7.4449 | 37.2897
76031 | jul | 9.1556 | 1.6631 | 7.4925 | 37.1856
76033 | jul | 9.2309 | 1.6312 | 7.5997 | 38.4937
76034 | jul | 9.1501 | 1.7742 | 7.3759 | 36.3223
76035 | jul | 9.2778 | 1.732 | 7.5458 | 38.3707
76036 | jul | 9.2173 | 1.753 | 7.4643 | 37.7979
76039 | jul | 9.1305 | 1.7459 | 7.3846 | 36.1414
76040 | jul | 9.1463 | 1.7343 | 7.412 | 36.4924
76041 | jul | 8.8305 | 1.5601 | 7.2704 | 33.2338
76043 | jul | 9.263 | 1.6065 | 7.6565 | 39.7109
76044 | jul | 9.2234 | 1.7136 | 7.5098 | 38.066
76048 | jul | 9.3555 | 1.6406 | 7.7149 | 39.8647
76049 | jul | 9.315 | 1.6778 | 7.6372 | 39.0772
76050 | jul | 9.0588 | 1.6061 | 7.4527 | 36.3069
76051 | jul | 9.122 | 1.78 | 7.342 | 35.6274
76052 | jul | 9.267 | 1.8152 | 7.4518 | 36.9289
76053 | jul | 9.1751 | 1.7437 | 7.4314 | 36.9064
76054 | jul | 9.1667 | 1.7673 | 7.3995 | 36.6354
76055 | jul | 8.9801 | 1.5555 | 7.4246 | 35.7365
76058 | jul | 9.1928 | 1.7248 | 7.468 | 37.5295
76059 | jul | 9.1483 | 1.6878 | 7.4606 | 37.0713
76060 | jul | 9.1686 | 1.7137 | 7.4549 | 37.2459
76063 | jul | 9.1259 | 1.6844 | 7.4415 | 36.6282
76064 | jul | 8.9572 | 1.5946 | 7.3626 | 35.0469
76065 | jul | 8.9719 | 1.6596 | 7.3123 | 34.6293
76066 | jul | 9.5264 | 1.6419 | 7.8845 | 41.0289
76067 | jul | 9.6066 | 1.6177 | 7.989 | 41.9155
76070 | jul | 9.2603 | 1.6017 | 7.6585 | 39.3769
76071 | jul | 9.289 | 1.7925 | 7.4964 | 37.2386
76073 | jul | 9.4141 | 1.708 | 7.7061 | 38.0826
76077 | jul | 9.2893 | 1.6002 | 7.6892 | 39.7892
76078 | jul | 9.2804 | 1.8006 | 7.4798 | 36.6049
76082 | jul | 9.3486 | 1.755 | 7.5936 | 37.79
76084 | jul | 9.0657 | 1.6428 | 7.4229 | 35.7914
76085 | jul | 9.3131 | 1.7766 | 7.5365 | 37.5903
76086 | jul | 9.3498 | 1.7523 | 7.5974 | 37.92
76087 | jul | 9.3563 | 1.7158 | 7.6405 | 38.8958
76088 | jul | 9.4069 | 1.7209 | 7.686 | 38.8537
76092 | jul | 9.1413 | 1.7953 | 7.346 | 35.9003
76093 | jul | 9.1851 | 1.5892 | 7.5958 | 37.8346
76102 | jul | 9.2614 | 1.7609 | 7.5004 | 38.1275
76103 | jul | 9.2287 | 1.7423 | 7.4865 | 37.7508
76104 | jul | 9.248 | 1.7516 | 7.4963 | 38.0511
76105 | jul | 9.2227 | 1.7378 | 7.4849 | 37.7555
76106 | jul | 9.2699 | 1.7812 | 7.4886 | 37.9295
76107 | jul | 9.2848 | 1.7724 | 7.5124 | 38.4703
76108 | jul | 9.2706 | 1.7915 | 7.479 | 38.0536
76109 | jul | 9.2676 | 1.7671 | 7.5005 | 38.3182
76110 | jul | 9.2486 | 1.7553 | 7.4933 | 38.0948
76111 | jul | 9.2438 | 1.7603 | 7.4835 | 37.819
76112 | jul | 9.2049 | 1.7295 | 7.4753 | 37.4667
76114 | jul | 9.2978 | 1.7831 | 7.5146 | 38.4625
76115 | jul | 9.2329 | 1.75 | 7.4829 | 37.9504
76116 | jul | 9.282 | 1.7823 | 7.4997 | 38.4179
76117 | jul | 9.2187 | 1.7603 | 7.4584 | 37.4582
76118 | jul | 9.1929 | 1.7478 | 7.4451 | 37.1651
76119 | jul | 9.2069 | 1.733 | 7.4739 | 37.638
76120 | jul | 9.1879 | 1.7278 | 7.4601 | 37.201
76122 | jul | 9.2433 | 1.7559 | 7.4874 | 38.0625
76123 | jul | 9.2269 | 1.7561 | 7.4708 | 37.9178
76126 | jul | 9.2449 | 1.7738 | 7.4711 | 37.9702
76127 | jul | 9.3017 | 1.7877 | 7.5139 | 38.4867
76129 | jul | 9.2622 | 1.7625 | 7.4997 | 38.2472
76131 | jul | 9.2613 | 1.7988 | 7.4624 | 37.4351
76132 | jul | 9.2612 | 1.7703 | 7.491 | 38.2518
76133 | jul | 9.2414 | 1.7594 | 7.482 | 38.0589
76134 | jul | 9.2169 | 1.7458 | 7.4712 | 37.8146
76135 | jul | 9.2941 | 1.7922 | 7.5019 | 38.0942
76137 | jul | 9.2228 | 1.7851 | 7.4377 | 37.2622
76140 | jul | 9.1817 | 1.7272 | 7.4544 | 37.4867
76148 | jul | 9.1935 | 1.7834 | 7.4101 | 36.9696
76155 | jul | 9.1154 | 1.7244 | 7.391 | 35.9982
76164 | jul | 9.2738 | 1.7728 | 7.501 | 38.1611
76177 | jul | 9.2093 | 1.8119 | 7.3974 | 36.6099
76179 | jul | 9.2967 | 1.7994 | 7.4974 | 37.6713
76180 | jul | 9.1798 | 1.7754 | 7.4044 | 36.8101
76201 | jul | 9.1294 | 1.873 | 7.2565 | 34.1596
76205 | jul | 9.1307 | 1.8652 | 7.2655 | 34.2481
76207 | jul | 9.1248 | 1.8721 | 7.2526 | 34.2692
76208 | jul | 9.1122 | 1.8862 | 7.226 | 33.5888
76209 | jul | 9.1356 | 1.8822 | 7.2534 | 33.8913
76210 | jul | 9.1201 | 1.8533 | 7.2668 | 34.248
76225 | jul | 9.3756 | 1.7102 | 7.6654 | 36.9226
76226 | jul | 9.133 | 1.8355 | 7.2975 | 35.0573
76227 | jul | 9.0297 | 1.9397 | 7.0899 | 32.4358
76228 | jul | 9.7145 | 1.4563 | 8.2582 | 39.9482
76230 | jul | 9.4665 | 1.5844 | 7.8821 | 37.7678
76233 | jul | 8.8424 | 2.1366 | 6.7059 | 29.999
76234 | jul | 9.285 | 1.7944 | 7.4905 | 35.9238
76238 | jul | 9.1573 | 1.8865 | 7.2708 | 33.5912
76239 | jul | 9.2653 | 1.7579 | 7.5074 | 35.4707
76240 | jul | 9.0312 | 1.9984 | 7.0328 | 31.6307
76245 | jul | 8.7902 | 2.2192 | 6.571 | 29.1398
76247 | jul | 9.2042 | 1.8274 | 7.3768 | 35.9172
76248 | jul | 9.1873 | 1.8035 | 7.3838 | 36.6359
76249 | jul | 9.1564 | 1.8628 | 7.2936 | 34.4725
76250 | jul | 9.0927 | 1.9416 | 7.1511 | 32.485
76251 | jul | 9.4016 | 1.6276 | 7.774 | 36.9973
76252 | jul | 9.1552 | 1.8795 | 7.2757 | 33.4963
76255 | jul | 9.4462 | 1.5174 | 7.9287 | 38.3769
76258 | jul | 8.9422 | 2.027 | 6.9153 | 31.1186
76259 | jul | 9.1763 | 1.8456 | 7.3307 | 35.0804
76261 | jul | 9.5809 | 1.3876 | 8.1933 | 39.8006
76262 | jul | 9.1592 | 1.8119 | 7.3473 | 36.0403
76263 | jul | 9.2024 | 1.8503 | 7.3521 | 34.2149
76264 | jul | 8.7662 | 2.2356 | 6.5306 | 29.3277
76265 | jul | 9.2352 | 1.7424 | 7.4928 | 35.4176
76266 | jul | 9.115 | 1.9026 | 7.2124 | 33.4623
76270 | jul | 9.4587 | 1.6436 | 7.8151 | 37.5037
76271 | jul | 8.8813 | 2.097 | 6.7843 | 30.3378
76272 | jul | 9.065 | 1.9624 | 7.1026 | 32.2867
76273 | jul | 8.8464 | 2.1618 | 6.6846 | 29.77
76301 | jul | 10.0482 | 1.3682 | 8.68 | 42.802
76302 | jul | 10.0411 | 1.3725 | 8.6685 | 42.8014
76305 | jul | 9.9863 | 1.3664 | 8.6198 | 43.0752
76306 | jul | 10.0626 | 1.3795 | 8.6832 | 43.1771
76308 | jul | 10.0575 | 1.3847 | 8.6728 | 43.1391
76309 | jul | 10.0781 | 1.384 | 8.694 | 43.2607
76310 | jul | 10.0277 | 1.3868 | 8.6409 | 42.8936
76311 | jul | 10.0325 | 1.3765 | 8.656 | 43.1259
76351 | jul | 9.9893 | 1.4395 | 8.5498 | 43.6752
76354 | jul | 10.0647 | 1.4192 | 8.6455 | 43.9098
76357 | jul | 9.6951 | 1.2476 | 8.4475 | 42.9076
76360 | jul | 10.1788 | 1.5158 | 8.663 | 46.4356
76363 | jul | 10.1032 | 1.5891 | 8.5141 | 49.6928
76364 | jul | 10.2019 | 1.5439 | 8.658 | 46.7371
76365 | jul | 9.8131 | 1.3453 | 8.4679 | 40.9905
76366 | jul | 10.0493 | 1.4698 | 8.5794 | 44.6558
76367 | jul | 10.1052 | 1.4357 | 8.6695 | 44.506
76371 | jul | 10.1655 | 1.5834 | 8.5821 | 50.6691
76372 | jul | 9.9061 | 1.5216 | 8.3845 | 45.3103
76373 | jul | 10.2474 | 1.5639 | 8.6835 | 47.2521
76374 | jul | 9.8738 | 1.5198 | 8.3539 | 43.7984
76377 | jul | 9.7855 | 1.2942 | 8.4913 | 42.2147
76379 | jul | 9.9672 | 1.4137 | 8.5535 | 42.5842
76380 | jul | 10.1753 | 1.5706 | 8.6047 | 49.1117
76384 | jul | 10.2501 | 1.6325 | 8.6176 | 48.3154
76388 | jul | 10.1329 | 1.5763 | 8.5566 | 50.4102
76389 | jul | 9.9171 | 1.4601 | 8.457 | 42.6236
76401 | jul | 9.2458 | 1.6557 | 7.59 | 39.8254
76402 | jul | 9.1859 | 1.6762 | 7.5098 | 39.2166
76424 | jul | 9.713 | 1.5222 | 8.1908 | 45.732
76426 | jul | 9.4533 | 1.6648 | 7.7885 | 38.4638
76427 | jul | 9.6372 | 1.589 | 8.0483 | 41.3489
76429 | jul | 9.6108 | 1.5791 | 8.0317 | 43.7478
76430 | jul | 9.7757 | 1.5629 | 8.2128 | 48.9221
76431 | jul | 9.4689 | 1.6333 | 7.8356 | 38.1647
76432 | jul | 9.2233 | 1.3902 | 7.8331 | 43.7176
76433 | jul | 9.3678 | 1.6339 | 7.734 | 40.8797
76435 | jul | 9.4069 | 1.5182 | 7.8887 | 44.0658
76436 | jul | 9.1398 | 1.5479 | 7.5919 | 39.8575
76437 | jul | 9.4822 | 1.531 | 7.9512 | 45.6408
76442 | jul | 9.224 | 1.4538 | 7.7702 | 42.4687
76443 | jul | 9.4962 | 1.4406 | 8.0556 | 47.1718
76444 | jul | 9.3333 | 1.5158 | 7.8175 | 42.3862
76445 | jul | 9.3512 | 1.5876 | 7.7636 | 41.7691
76446 | jul | 9.2167 | 1.5722 | 7.6445 | 40.4064
76448 | jul | 9.4676 | 1.5676 | 7.9 | 43.7763
76449 | jul | 9.6291 | 1.5886 | 8.0405 | 42.33
76450 | jul | 9.7668 | 1.5385 | 8.2283 | 43.9396
76453 | jul | 9.54 | 1.5718 | 7.9683 | 42.876
76454 | jul | 9.403 | 1.5376 | 7.8655 | 43.0565
76455 | jul | 9.1464 | 1.4789 | 7.6675 | 40.7827
76457 | jul | 9.1482 | 1.5939 | 7.5543 | 39.373
76458 | jul | 9.6393 | 1.5627 | 8.0767 | 40.0926
76459 | jul | 9.6548 | 1.5633 | 8.0916 | 41.2835
76460 | jul | 9.7196 | 1.5461 | 8.1735 | 41.914
76462 | jul | 9.4417 | 1.6291 | 7.8126 | 40.9606
76463 | jul | 9.5107 | 1.568 | 7.9426 | 42.9313
76464 | jul | 9.684 | 1.5109 | 8.1731 | 47.7582
76470 | jul | 9.4784 | 1.5941 | 7.8843 | 42.8983
76471 | jul | 9.4 | 1.4739 | 7.926 | 45.0731
76472 | jul | 9.5504 | 1.5929 | 7.9575 | 42.2328
76474 | jul | 9.2332 | 1.4467 | 7.7866 | 43.2889
76475 | jul | 9.5851 | 1.5841 | 8.001 | 43.0899
76476 | jul | 9.3465 | 1.6448 | 7.7017 | 40.1002
76483 | jul | 9.9448 | 1.5699 | 8.3749 | 47.8727
76484 | jul | 9.5915 | 1.5864 | 8.0052 | 42.6008
76486 | jul | 9.5374 | 1.655 | 7.8824 | 39.7793
76487 | jul | 9.3948 | 1.7284 | 7.6664 | 38.3568
76490 | jul | 9.5028 | 1.6817 | 7.8211 | 39.7263
76491 | jul | 9.8851 | 1.5307 | 8.3544 | 46.9032
76501 | jul | 8.6212 | 1.1471 | 7.4741 | 34.3559
76502 | jul | 8.6716 | 1.2441 | 7.4275 | 34.8677
76504 | jul | 8.6867 | 1.2437 | 7.4429 | 34.7649
76511 | jul | 8.493 | 1.2027 | 7.2903 | 35.1078
76513 | jul | 8.6563 | 1.2657 | 7.3905 | 35.2336
76518 | jul | 8.4911 | 1.0904 | 7.4007 | 34.0205
76519 | jul | 8.392 | 1.1501 | 7.2418 | 32.3493
76520 | jul | 8.3168 | 1.1456 | 7.1712 | 32.3106
76522 | jul | 8.8007 | 1.3239 | 7.4768 | 38.4143
76523 | jul | 8.4438 | 1.1157 | 7.328 | 34.0877
76524 | jul | 8.7322 | 1.2182 | 7.5139 | 34.7944
76525 | jul | 8.8876 | 1.4153 | 7.4723 | 38.9455
76526 | jul | 8.8355 | 1.3366 | 7.499 | 36.1596
76527 | jul | 8.5324 | 1.3128 | 7.2196 | 36.2718
76528 | jul | 8.887 | 1.3756 | 7.5114 | 37.4594
76530 | jul | 8.4429 | 1.1998 | 7.2431 | 35.1414
76531 | jul | 9.0241 | 1.4693 | 7.5548 | 39.2893
76534 | jul | 8.5449 | 1.1764 | 7.3684 | 34.924
76537 | jul | 8.5175 | 1.2852 | 7.2323 | 35.5132
76538 | jul | 8.9596 | 1.4365 | 7.5231 | 38.2777
76539 | jul | 8.676 | 1.2875 | 7.3886 | 37.6809
76541 | jul | 8.7111 | 1.3203 | 7.3908 | 36.3411
76542 | jul | 8.6329 | 1.3098 | 7.3231 | 36.2058
76543 | jul | 8.7083 | 1.3135 | 7.3947 | 36.1126
76544 | jul | 8.7725 | 1.3243 | 7.4482 | 36.6973
76548 | jul | 8.6656 | 1.304 | 7.3616 | 35.8828
76549 | jul | 8.6429 | 1.3116 | 7.3313 | 36.6431
76550 | jul | 8.7311 | 1.2831 | 7.448 | 38.9138
76554 | jul | 8.6045 | 1.1915 | 7.4129 | 34.8106
76556 | jul | 8.1743 | 1.2535 | 6.9208 | 30.5068
76557 | jul | 8.7851 | 1.2905 | 7.4946 | 35.3967
76559 | jul | 8.6897 | 1.302 | 7.3877 | 35.7769
76561 | jul | 8.8966 | 1.3671 | 7.5295 | 36.5709
76565 | jul | 9.0302 | 1.4623 | 7.5679 | 40.1613
76566 | jul | 8.9281 | 1.4007 | 7.5274 | 38.6031
76567 | jul | 8.2533 | 1.1587 | 7.0946 | 32.3508
76569 | jul | 8.5522 | 1.1182 | 7.4339 | 34.4196
76570 | jul | 8.5593 | 1.1301 | 7.4292 | 33.367
76571 | jul | 8.563 | 1.275 | 7.288 | 35.5007
76574 | jul | 8.3675 | 1.1766 | 7.1909 | 35.108
76577 | jul | 8.3075 | 1.1412 | 7.1662 | 33.4043
76578 | jul | 8.3102 | 1.1432 | 7.167 | 34.0077
76579 | jul | 8.6823 | 1.2017 | 7.4805 | 34.5676
76621 | jul | 8.9556 | 1.4057 | 7.5499 | 35.9242
76622 | jul | 9.1127 | 1.3939 | 7.7188 | 37.538
76624 | jul | 8.8125 | 1.2826 | 7.5299 | 34.8285
76626 | jul | 8.6692 | 1.5061 | 7.1631 | 31.2085
76627 | jul | 9.1419 | 1.5282 | 7.6137 | 37.983
76629 | jul | 8.2816 | 1.2992 | 6.9825 | 29.8378
76630 | jul | 8.8056 | 1.2392 | 7.5663 | 35.2337
76631 | jul | 8.8497 | 1.4508 | 7.399 | 34.4567
76632 | jul | 8.7198 | 1.1771 | 7.5426 | 34.6843
76633 | jul | 9.0935 | 1.3658 | 7.7277 | 37.558
76634 | jul | 9.0929 | 1.4511 | 7.6418 | 38.1366
76635 | jul | 8.534 | 1.3966 | 7.1374 | 30.2436
76636 | jul | 9.0886 | 1.5599 | 7.5287 | 36.8523
76637 | jul | 9.0928 | 1.5176 | 7.5751 | 38.5856
76638 | jul | 9.0154 | 1.3771 | 7.6383 | 36.9824
76639 | jul | 8.5931 | 1.4336 | 7.1595 | 30.4529
76640 | jul | 8.9647 | 1.2817 | 7.6829 | 36.4771
76641 | jul | 8.7477 | 1.4717 | 7.2761 | 32.3569
76642 | jul | 8.3791 | 1.396 | 6.9831 | 28.524
76643 | jul | 8.923 | 1.255 | 7.668 | 36.1459
76645 | jul | 8.9599 | 1.4921 | 7.4677 | 35.6109
76648 | jul | 8.6988 | 1.3884 | 7.3104 | 32.5306
76649 | jul | 9.1334 | 1.6005 | 7.5329 | 39.0367
76651 | jul | 8.8311 | 1.5345 | 7.2967 | 33.3791
76652 | jul | 9.2267 | 1.5577 | 7.6691 | 39.0511
76653 | jul | 8.3277 | 1.3569 | 6.9708 | 29.1116
76655 | jul | 8.8534 | 1.2342 | 7.6192 | 35.6175
76656 | jul | 8.6443 | 1.1433 | 7.501 | 34.0825
76657 | jul | 8.9145 | 1.3317 | 7.5828 | 36.2693
76660 | jul | 8.7838 | 1.4184 | 7.3655 | 33.6671
76661 | jul | 8.6036 | 1.2037 | 7.3999 | 32.9699
76664 | jul | 8.6528 | 1.2886 | 7.3642 | 32.7509
76665 | jul | 9.1514 | 1.5278 | 7.6236 | 38.6119
76666 | jul | 8.8202 | 1.464 | 7.3562 | 33.7721
76667 | jul | 8.3575 | 1.4484 | 6.9091 | 27.4677
76670 | jul | 8.8772 | 1.5285 | 7.3486 | 34.2661
76671 | jul | 9.1913 | 1.5542 | 7.6371 | 38.9008
76673 | jul | 8.7458 | 1.3393 | 7.4065 | 33.9541
76676 | jul | 8.8044 | 1.3794 | 7.425 | 34.3895
76678 | jul | 8.6093 | 1.3443 | 7.265 | 31.7769
76679 | jul | 8.5232 | 1.4791 | 7.0441 | 29.4104
76680 | jul | 8.4566 | 1.244 | 7.2126 | 31.2928
76681 | jul | 8.3846 | 1.5072 | 6.8774 | 27.6496
76682 | jul | 8.669 | 1.2278 | 7.4412 | 33.5747
76687 | jul | 8.2814 | 1.4227 | 6.8587 | 27.6474
76689 | jul | 9.015 | 1.425 | 7.5899 | 37.3938
76690 | jul | 9.1795 | 1.6098 | 7.5697 | 38.9777
76691 | jul | 8.9758 | 1.3364 | 7.6394 | 36.3924
76692 | jul | 9.1254 | 1.455 | 7.6704 | 37.9414
76693 | jul | 8.3178 | 1.5195 | 6.7983 | 26.5678
76701 | jul | 8.995 | 1.24 | 7.755 | 36.9332
76704 | jul | 9.01 | 1.2382 | 7.7718 | 37.0876
76705 | jul | 8.9751 | 1.26 | 7.7151 | 36.614
76706 | jul | 8.8936 | 1.2083 | 7.6853 | 36.0451
76707 | jul | 8.9994 | 1.2575 | 7.742 | 36.9226
76708 | jul | 9.0628 | 1.3138 | 7.7489 | 37.3396
76710 | jul | 8.9915 | 1.2759 | 7.7157 | 36.766
76711 | jul | 8.962 | 1.2449 | 7.7172 | 36.5913
76712 | jul | 9.0025 | 1.312 | 7.6905 | 36.7576
76801 | jul | 9.3313 | 1.2557 | 8.0756 | 46.5503
76802 | jul | 9.2877 | 1.295 | 7.9927 | 45.3741
76820 | jul | 8.9225 | 1.1367 | 7.7859 | 46.2095
76821 | jul | 9.5455 | 1.0084 | 8.5371 | 52.8678
76823 | jul | 9.3608 | 1.2181 | 8.1427 | 47.3939
76825 | jul | 9.0331 | 1.1125 | 7.9206 | 48.0848
76827 | jul | 9.3011 | 1.1605 | 8.1406 | 47.393
76828 | jul | 9.4758 | 1.3539 | 8.1219 | 47.9337
76831 | jul | 8.8834 | 1.1403 | 7.7431 | 45.5364
76832 | jul | 8.8376 | 1.237 | 7.6006 | 43.308
76834 | jul | 9.4208 | 1.2733 | 8.1474 | 48.6765
76836 | jul | 9.3892 | 1.0163 | 8.3729 | 50.6333
76837 | jul | 9.1745 | 0.9861 | 8.1884 | 51.0342
76841 | jul | 9.0131 | 0.98632 | 8.0267 | 52.0759
76842 | jul | 8.8989 | 1.1615 | 7.7374 | 46.2322
76844 | jul | 8.961 | 1.3146 | 7.6464 | 41.957
76845 | jul | 9.4093 | 1.0812 | 8.3281 | 49.8706
76848 | jul | 8.9814 | 1.0771 | 7.9043 | 49.324
76849 | jul | 8.7882 | 1.0704 | 7.7179 | 50.6242
76852 | jul | 9.2749 | 1.0693 | 8.2055 | 49.2807
76853 | jul | 8.8147 | 1.2956 | 7.5191 | 40.3215
76854 | jul | 8.8804 | 1.0568 | 7.8237 | 50.5943
76856 | jul | 8.8527 | 1.1193 | 7.7334 | 47.3867
76857 | jul | 9.3318 | 1.3931 | 7.9388 | 45.1316
76858 | jul | 9.1037 | 1.0659 | 8.0378 | 49.3343
76859 | jul | 8.9839 | 1.0307 | 7.9532 | 50.8127
76861 | jul | 9.5966 | 0.88801 | 8.7086 | 54.6416
76862 | jul | 9.3748 | 0.9762 | 8.3986 | 51.4959
76864 | jul | 9.1056 | 1.32 | 7.7856 | 43.2309
76865 | jul | 9.6666 | 1.0412 | 8.6255 | 54.3144
76866 | jul | 9.4319 | 0.91527 | 8.5166 | 52.805
76869 | jul | 8.8942 | 1.1737 | 7.7205 | 45.4927
76870 | jul | 9.0463 | 1.4436 | 7.6027 | 40.8997
76871 | jul | 9.0794 | 1.1942 | 7.8853 | 44.9224
76872 | jul | 9.1912 | 1.1443 | 8.0468 | 47.2075
76873 | jul | 9.3872 | 1.0848 | 8.3024 | 49.3876
76874 | jul | 8.8815 | 1.0224 | 7.8592 | 52.5722
76875 | jul | 9.5124 | 0.92208 | 8.5903 | 53.38
76877 | jul | 8.9228 | 1.2139 | 7.7089 | 43.9103
76878 | jul | 9.4026 | 1.1786 | 8.2239 | 48.2749
76880 | jul | 8.8819 | 1.3971 | 7.4847 | 39.8734
76882 | jul | 9.4309 | 1.1748 | 8.2561 | 50.3774
76883 | jul | 8.8 | 1.0431 | 7.757 | 52.3721
76884 | jul | 9.3579 | 1.1801 | 8.1777 | 49.1218
76885 | jul | 8.8702 | 1.1862 | 7.684 | 44.5543
76887 | jul | 8.9379 | 1.1539 | 7.7841 | 46.4894
76888 | jul | 9.4094 | 1.0682 | 8.3413 | 50.5928
76890 | jul | 9.1946 | 1.3309 | 7.8637 | 43.9534
76901 | jul | 9.5614 | 0.85519 | 8.7062 | 55.8417
76903 | jul | 9.5965 | 0.78644 | 8.8101 | 55.5405
76904 | jul | 9.4549 | 0.78869 | 8.6662 | 55.2504
76905 | jul | 9.5622 | 0.83292 | 8.7293 | 54.9224
76908 | jul | 9.6212 | 0.74696 | 8.8742 | 55.6112
76909 | jul | 9.6122 | 0.75651 | 8.8556 | 55.7803
76930 | jul | 9.4389 | 0.97634 | 8.4626 | 58.4289
76932 | jul | 9.5704 | 1.0273 | 8.5431 | 61.0241
76933 | jul | 9.6686 | 1.0281 | 8.6405 | 55.1254
76934 | jul | 9.5465 | 0.95578 | 8.5907 | 56.5121
76935 | jul | 9.3411 | 0.83237 | 8.5088 | 55.0998
76936 | jul | 9.1691 | 0.92371 | 8.2454 | 54.5406
76937 | jul | 9.4069 | 0.86251 | 8.5444 | 53.4171
76940 | jul | 9.4955 | 0.84564 | 8.6499 | 54.1408
76941 | jul | 9.4637 | 0.93122 | 8.5325 | 57.4023
76943 | jul | 9.4025 | 0.90532 | 8.4972 | 60.8135
76945 | jul | 9.6209 | 1.0739 | 8.547 | 56.0842
76949 | jul | 9.7481 | 1.1467 | 8.6014 | 56.9167
76950 | jul | 9.0591 | 0.97001 | 8.0891 | 55.1035
76951 | jul | 9.6372 | 1.1547 | 8.4825 | 58.0767
76955 | jul | 9.2591 | 0.8848 | 8.3743 | 52.9133
76957 | jul | 9.4163 | 0.82538 | 8.5909 | 53.9429
77002 | jul | 6.907 | 3.2404 | 3.6666 | 15.847
77003 | jul | 6.91 | 3.2614 | 3.6487 | 15.6744
77004 | jul | 6.91 | 3.2477 | 3.6623 | 15.851
77005 | jul | 6.918 | 3.1863 | 3.7317 | 16.3302
77006 | jul | 6.9016 | 3.2227 | 3.6789 | 16.0805
77007 | jul | 6.9112 | 3.188 | 3.7232 | 16.189
77008 | jul | 6.9227 | 3.1657 | 3.7569 | 16.2154
77009 | jul | 6.9162 | 3.2191 | 3.6971 | 15.7984
77010 | jul | 6.9075 | 3.2485 | 3.659 | 15.7853
77011 | jul | 6.9159 | 3.2914 | 3.6246 | 15.4076
77012 | jul | 6.9153 | 3.321 | 3.5943 | 15.1221
77013 | jul | 6.9135 | 3.3315 | 3.582 | 14.6974
77014 | jul | 7.0166 | 2.9892 | 4.0274 | 16.2682
77015 | jul | 6.897 | 3.3517 | 3.5454 | 14.5096
77016 | jul | 6.9134 | 3.2565 | 3.657 | 14.9951
77017 | jul | 6.9032 | 3.322 | 3.5812 | 15.1001
77018 | jul | 6.9389 | 3.1368 | 3.8021 | 16.2424
77019 | jul | 6.9029 | 3.1971 | 3.7059 | 16.2251
77020 | jul | 6.9161 | 3.2776 | 3.6385 | 15.3826
77021 | jul | 6.916 | 3.2494 | 3.6667 | 15.8416
77022 | jul | 6.9264 | 3.191 | 3.7354 | 15.8255
77023 | jul | 6.9135 | 3.2822 | 3.6313 | 15.5095
77024 | jul | 6.9812 | 3.0403 | 3.941 | 16.8395
77025 | jul | 6.936 | 3.1778 | 3.7582 | 16.3938
77026 | jul | 6.9172 | 3.2524 | 3.6648 | 15.4468
77027 | jul | 6.9253 | 3.1516 | 3.7737 | 16.4668
77028 | jul | 6.9148 | 3.2832 | 3.6316 | 14.9962
77029 | jul | 6.922 | 3.323 | 3.5989 | 15.0027
77030 | jul | 6.9141 | 3.2171 | 3.697 | 16.1585
77031 | jul | 6.9882 | 3.0136 | 3.9745 | 17.1389
77032 | jul | 6.9524 | 3.1632 | 3.7892 | 15.2045
77033 | jul | 6.9159 | 3.2631 | 3.6528 | 15.7098
77034 | jul | 6.8465 | 3.2822 | 3.5643 | 15.2929
77035 | jul | 6.9636 | 3.1173 | 3.8463 | 16.6763
77036 | jul | 6.9905 | 3.0197 | 3.9708 | 17.0446
77037 | jul | 6.9526 | 3.1355 | 3.8171 | 15.9267
77038 | jul | 6.9848 | 3.0601 | 3.9247 | 16.2627
77039 | jul | 6.9343 | 3.1874 | 3.7469 | 15.331
77040 | jul | 7.0196 | 2.9577 | 4.0619 | 16.9019
77041 | jul | 7.0504 | 2.8879 | 4.1625 | 17.2686
77042 | jul | 7.0112 | 2.9829 | 4.0283 | 17.1326
77043 | jul | 7.0286 | 2.9429 | 4.0857 | 17.1503
77044 | jul | 6.8708 | 3.358 | 3.5127 | 13.7804
77045 | jul | 6.952 | 3.1897 | 3.7623 | 16.3421
77046 | jul | 6.9204 | 3.1688 | 3.7516 | 16.4078
77047 | jul | 6.9499 | 3.2279 | 3.722 | 16.094
77048 | jul | 6.9155 | 3.2616 | 3.654 | 15.7328
77049 | jul | 6.8706 | 3.3736 | 3.497 | 13.9189
77050 | jul | 6.9006 | 3.2717 | 3.6289 | 14.5948
77051 | jul | 6.9283 | 3.2355 | 3.6928 | 15.9955
77053 | jul | 6.9736 | 3.1476 | 3.826 | 16.5858
77054 | jul | 6.9282 | 3.213 | 3.7152 | 16.191
77055 | jul | 6.9723 | 3.0584 | 3.9139 | 16.6865
77056 | jul | 6.9422 | 3.1171 | 3.8251 | 16.5893
77057 | jul | 6.9574 | 3.0882 | 3.8692 | 16.7071
77058 | jul | 6.7807 | 3.1902 | 3.5905 | 15.8921
77059 | jul | 6.8054 | 3.241 | 3.5644 | 15.4402
77060 | jul | 6.9663 | 3.1079 | 3.8584 | 15.8567
77061 | jul | 6.9004 | 3.295 | 3.6054 | 15.3819
77062 | jul | 6.7996 | 3.2223 | 3.5772 | 15.6745
77063 | jul | 6.9815 | 3.0397 | 3.9418 | 16.9102
77064 | jul | 7.0446 | 2.9058 | 4.1388 | 16.9963
77065 | jul | 7.082 | 2.8221 | 4.2599 | 17.3947
77066 | jul | 7.0322 | 2.9527 | 4.0795 | 16.5974
77067 | jul | 6.9964 | 3.0329 | 3.9635 | 16.2031
77068 | jul | 7.0416 | 2.9428 | 4.0988 | 16.3798
77069 | jul | 7.0601 | 2.9009 | 4.1591 | 16.7096
77070 | jul | 7.0898 | 2.838 | 4.2518 | 17.0863
77071 | jul | 6.979 | 3.0529 | 3.9261 | 16.9727
77072 | jul | 7.0208 | 2.9437 | 4.0771 | 17.3713
77073 | jul | 6.9816 | 3.0711 | 3.9105 | 15.6663
77074 | jul | 6.9772 | 3.0551 | 3.9222 | 16.9124
77075 | jul | 6.8838 | 3.2964 | 3.5874 | 15.3543
77076 | jul | 6.937 | 3.167 | 3.77 | 15.8467
77077 | jul | 7.0514 | 2.8933 | 4.1581 | 17.5138
77078 | jul | 6.9042 | 3.3072 | 3.597 | 14.5953
77079 | jul | 7.0513 | 2.8944 | 4.1569 | 17.4508
77080 | jul | 7.003 | 2.9962 | 4.0068 | 16.8999
77081 | jul | 6.9547 | 3.106 | 3.8487 | 16.674
77082 | jul | 7.0517 | 2.8797 | 4.172 | 17.6384
77083 | jul | 7.0584 | 2.8501 | 4.2083 | 17.8393
77084 | jul | 7.092 | 2.7986 | 4.2935 | 17.7995
77085 | jul | 6.9704 | 3.1136 | 3.8568 | 16.7179
77086 | jul | 7.0124 | 2.9872 | 4.0252 | 16.6129
77087 | jul | 6.9105 | 3.2873 | 3.6232 | 15.462
77088 | jul | 6.9784 | 3.0625 | 3.9159 | 16.4022
77089 | jul | 6.8509 | 3.2853 | 3.5656 | 15.3719
77090 | jul | 7.0079 | 3.0057 | 4.0022 | 16.0274
77091 | jul | 6.9587 | 3.1002 | 3.8584 | 16.3218
77092 | jul | 6.9727 | 3.0622 | 3.9105 | 16.5723
77093 | jul | 6.9265 | 3.2104 | 3.7161 | 15.4229
77094 | jul | 7.095 | 2.7779 | 4.3171 | 18.0864
77095 | jul | 7.1175 | 2.7503 | 4.3672 | 17.8158
77096 | jul | 6.9613 | 3.1105 | 3.8508 | 16.6898
77098 | jul | 6.9036 | 3.2027 | 3.7009 | 16.2592
77099 | jul | 7.0112 | 2.9513 | 4.06 | 17.3918
77301 | jul | 7.1194 | 2.8477 | 4.2718 | 15.7101
77302 | jul | 7.0707 | 2.9966 | 4.0741 | 15.05
77303 | jul | 7.0899 | 2.8841 | 4.2058 | 15.1389
77304 | jul | 7.1749 | 2.7222 | 4.4527 | 16.5419
77306 | jul | 7.0591 | 3.0256 | 4.0335 | 14.5997
77316 | jul | 7.2611 | 2.4969 | 4.7643 | 18.0618
77318 | jul | 7.2337 | 2.6117 | 4.622 | 17.0003
77320 | jul | 7.4212 | 2.286 | 5.1352 | 19.0014
77327 | jul | 6.8816 | 3.5004 | 3.3812 | 10.7669
77328 | jul | 7.0196 | 3.0938 | 3.9258 | 13.589
77331 | jul | 7.0675 | 2.9325 | 4.1351 | 14.27
77335 | jul | 6.9623 | 3.155 | 3.8073 | 12.6879
77336 | jul | 6.9057 | 3.4262 | 3.4795 | 12.3102
77338 | jul | 6.9606 | 3.2063 | 3.7543 | 14.5487
77339 | jul | 6.9689 | 3.2792 | 3.6897 | 13.7442
77340 | jul | 7.3117 | 2.4701 | 4.8416 | 17.6695
77345 | jul | 6.9415 | 3.3503 | 3.5912 | 13.0462
77346 | jul | 6.9081 | 3.3475 | 3.5606 | 13.394
77351 | jul | 6.9326 | 3.1728 | 3.7598 | 12.1822
77354 | jul | 7.2106 | 2.604 | 4.6066 | 17.609
77355 | jul | 7.2342 | 2.5038 | 4.7304 | 18.3743
77356 | jul | 7.306 | 2.4185 | 4.8874 | 18.3496
77357 | jul | 6.9792 | 3.2722 | 3.7071 | 13.243
77358 | jul | 7.2039 | 2.6802 | 4.5237 | 16.1777
77359 | jul | 7.1811 | 2.6744 | 4.5068 | 15.9964
77360 | jul | 7.1676 | 2.6625 | 4.505 | 15.957
77362 | jul | 7.2022 | 2.5986 | 4.6036 | 17.7882
77363 | jul | 7.3697 | 2.2874 | 5.0822 | 19.4193
77364 | jul | 7.1902 | 2.6252 | 4.565 | 16.3056
77365 | jul | 7.0075 | 3.1744 | 3.8331 | 14.3215
77371 | jul | 6.9656 | 3.23 | 3.7356 | 12.3694
77372 | jul | 6.9824 | 3.2417 | 3.7407 | 13.1062
77373 | jul | 6.9974 | 3.053 | 3.9444 | 15.3639
77375 | jul | 7.1543 | 2.7501 | 4.4043 | 17.0578
77377 | jul | 7.1712 | 2.635 | 4.5362 | 17.8287
77378 | jul | 7.1289 | 2.8089 | 4.3199 | 15.419
77379 | jul | 7.0922 | 2.8598 | 4.2324 | 16.6668
77380 | jul | 7.0762 | 2.8964 | 4.1797 | 16.0337
77381 | jul | 7.1177 | 2.8263 | 4.2914 | 16.3152
77382 | jul | 7.1523 | 2.7521 | 4.4001 | 16.7001
77384 | jul | 7.1362 | 2.8001 | 4.3361 | 16.2852
77385 | jul | 7.0764 | 2.9276 | 4.1489 | 15.6506
77386 | jul | 7.0226 | 3.0311 | 3.9915 | 15.2408
77388 | jul | 7.0433 | 2.9393 | 4.1039 | 16.0893
77389 | jul | 7.0988 | 2.8518 | 4.2469 | 16.3701
77396 | jul | 6.9204 | 3.2587 | 3.6617 | 14.4346
77401 | jul | 6.9459 | 3.1333 | 3.8125 | 16.5696
77406 | jul | 7.1451 | 2.6328 | 4.5123 | 19.0162
77407 | jul | 7.1 | 2.7502 | 4.3498 | 18.3651
77414 | jul | 6.9779 | 2.6783 | 4.2996 | 20.1498
77417 | jul | 7.1839 | 2.449 | 4.7349 | 20.3689
77418 | jul | 7.615 | 1.8402 | 5.7748 | 23.1482
77419 | jul | 7.1512 | 2.6048 | 4.5464 | 21.256
77420 | jul | 7.1008 | 2.5292 | 4.5716 | 20.3497
77422 | jul | 6.8899 | 2.8078 | 4.0821 | 19.3984
77423 | jul | 7.3322 | 2.2906 | 5.0416 | 20.6387
77426 | jul | 7.6689 | 1.8133 | 5.8555 | 22.9822
77429 | jul | 7.1413 | 2.7084 | 4.4329 | 17.7201
77430 | jul | 6.9937 | 2.7802 | 4.2134 | 18.9071
77432 | jul | 7.1019 | 2.3281 | 4.7738 | 21.8403
77433 | jul | 7.1828 | 2.6079 | 4.5749 | 18.3954
77434 | jul | 7.4433 | 2.0539 | 5.3893 | 23.2816
77435 | jul | 7.3038 | 2.2454 | 5.0584 | 21.8742
77437 | jul | 7.1987 | 2.2787 | 4.92 | 22.2047
77440 | jul | 7.0693 | 2.6471 | 4.4222 | 20.5967
77441 | jul | 7.2357 | 2.4298 | 4.8058 | 20.0813
77442 | jul | 7.4855 | 2.0457 | 5.4397 | 24.6872
77444 | jul | 7.0441 | 2.6871 | 4.357 | 19.3354
77445 | jul | 7.5384 | 2.0391 | 5.4993 | 21.6113
77447 | jul | 7.2645 | 2.4379 | 4.8266 | 19.0878
77449 | jul | 7.1555 | 2.6587 | 4.4968 | 18.4688
77450 | jul | 7.1289 | 2.6893 | 4.4396 | 18.5518
77455 | jul | 7.3064 | 2.2301 | 5.0763 | 23.6482
77456 | jul | 7.1051 | 2.5018 | 4.6033 | 21.0268
77457 | jul | 6.986 | 2.7099 | 4.276 | 20.4606
77458 | jul | 7.1519 | 2.4473 | 4.7046 | 21.8129
77459 | jul | 6.9714 | 3.0184 | 3.9531 | 17.3485
77461 | jul | 7.0781 | 2.6581 | 4.42 | 19.4231
77465 | jul | 7.0805 | 2.7227 | 4.3578 | 20.6928
77468 | jul | 7.0636 | 2.5832 | 4.4803 | 20.0893
77469 | jul | 7.0419 | 2.8105 | 4.2314 | 18.493
77471 | jul | 7.1519 | 2.56 | 4.5918 | 19.5746
77474 | jul | 7.4468 | 2.0652 | 5.3816 | 22.2961
77477 | jul | 6.9885 | 2.992 | 3.9965 | 17.2869
77478 | jul | 7.0081 | 2.9296 | 4.0785 | 17.5943
77479 | jul | 7.0229 | 2.8885 | 4.1344 | 17.9056
77480 | jul | 6.9849 | 2.7129 | 4.272 | 19.574
77482 | jul | 7.0455 | 2.5953 | 4.4502 | 20.1084
77483 | jul | 7.0125 | 2.6761 | 4.3364 | 20.3692
77484 | jul | 7.3899 | 2.2505 | 5.1394 | 20.1336
77485 | jul | 7.2891 | 2.3219 | 4.9671 | 20.8991
77486 | jul | 6.9663 | 2.7754 | 4.1909 | 19.0909
77488 | jul | 7.188 | 2.3767 | 4.8114 | 21.2104
77489 | jul | 6.9771 | 3.0659 | 3.9112 | 16.9721
77493 | jul | 7.219 | 2.4984 | 4.7206 | 19.2838
77494 | jul | 7.1852 | 2.5638 | 4.6214 | 19.2366
77498 | jul | 7.0497 | 2.855 | 4.1947 | 17.9035
77502 | jul | 6.879 | 3.3161 | 3.5629 | 15.0103
77503 | jul | 6.8726 | 3.3204 | 3.5521 | 14.85
77504 | jul | 6.8588 | 3.2965 | 3.5623 | 15.1562
77505 | jul | 6.8395 | 3.2821 | 3.5574 | 15.1524
77506 | jul | 6.8955 | 3.3336 | 3.5619 | 14.8418
77507 | jul | 6.7815 | 3.2107 | 3.5708 | 15.6122
77510 | jul | 6.8039 | 3.0629 | 3.741 | 17.646
77511 | jul | 6.8722 | 3.1092 | 3.763 | 16.9724
77514 | jul | 6.5884 | 3.8429 | 2.7455 | 10.324
77515 | jul | 6.8901 | 2.9082 | 3.9819 | 18.5344
77517 | jul | 6.8222 | 3.0785 | 3.7437 | 17.4126
77518 | jul | 6.7592 | 3.1823 | 3.5769 | 15.9781
77519 | jul | 6.7207 | 3.9158 | 2.8049 | 7.8622
77520 | jul | 6.8169 | 3.437 | 3.3799 | 13.3894
77521 | jul | 6.8057 | 3.5043 | 3.3014 | 12.5531
77523 | jul | 6.7509 | 3.6127 | 3.1382 | 11.6182
77530 | jul | 6.8677 | 3.3753 | 3.4924 | 14.0187
77531 | jul | 6.8419 | 2.9037 | 3.9382 | 18.829
77532 | jul | 6.837 | 3.4827 | 3.3542 | 12.3631
77534 | jul | 6.8558 | 2.9877 | 3.8681 | 18.1808
77535 | jul | 6.832 | 3.6622 | 3.1698 | 10.3267
77536 | jul | 6.8565 | 3.3181 | 3.5384 | 14.7332
77538 | jul | 6.609 | 4.0618 | 2.5472 | 7.6496
77539 | jul | 6.7727 | 3.1154 | 3.6572 | 17.02
77541 | jul | 6.8428 | 2.9075 | 3.9353 | 18.9881
77545 | jul | 6.9664 | 3.1168 | 3.8495 | 16.784
77546 | jul | 6.8413 | 3.2076 | 3.6338 | 16.005
77547 | jul | 6.9214 | 3.3427 | 3.5787 | 14.8723
77551 | jul | 6.7259 | 3.0134 | 3.7125 | 18.4105
77554 | jul | 6.7319 | 3.0138 | 3.718 | 18.4
77560 | jul | 6.6146 | 3.9776 | 2.6369 | 8.694
77562 | jul | 6.8344 | 3.4433 | 3.3911 | 13.109
77563 | jul | 6.7775 | 3.0438 | 3.7337 | 17.9667
77564 | jul | 6.7114 | 3.9474 | 2.7639 | 7.8717
77565 | jul | 6.7708 | 3.1939 | 3.5769 | 15.7551
77566 | jul | 6.8652 | 2.8702 | 3.995 | 19.0451
77568 | jul | 6.7458 | 3.0819 | 3.6639 | 17.5184
77571 | jul | 6.8367 | 3.3126 | 3.5241 | 14.6738
77573 | jul | 6.7894 | 3.168 | 3.6213 | 16.1976
77575 | jul | 6.7595 | 3.8692 | 2.8903 | 8.6129
77577 | jul | 6.8353 | 3.0217 | 3.8136 | 18.0622
77578 | jul | 6.9124 | 3.1515 | 3.7609 | 16.5383
77581 | jul | 6.8838 | 3.2581 | 3.6257 | 15.694
77583 | jul | 6.9228 | 3.014 | 3.9088 | 17.532
77584 | jul | 6.9221 | 3.2155 | 3.7066 | 16.103
77585 | jul | 6.7285 | 3.8031 | 2.9254 | 8.4882
77586 | jul | 6.7709 | 3.1939 | 3.577 | 15.7558
77587 | jul | 6.8833 | 3.3156 | 3.5678 | 15.1102
77590 | jul | 6.7085 | 3.1086 | 3.5999 | 17.2746
77591 | jul | 6.733 | 3.1104 | 3.6226 | 17.1875
77597 | jul | 6.6841 | 3.8645 | 2.8196 | 9.488
77598 | jul | 6.8072 | 3.2006 | 3.6066 | 15.9581
77611 | jun | 6.4716 | 4.3032 | 2.1684 | 4.0957
77612 | jun | 6.5692 | 4.1474 | 2.4218 | 5.917
77614 | jun | 6.5233 | 4.1527 | 2.3706 | 5.0332
77616 | aug | 6.2113 | 3.4144 | 2.7969 | 7.7897
77619 | jun | 6.4443 | 4.3813 | 2.063 | 3.9653
77622 | jul | 6.4923 | 4.2537 | 2.2386 | 6.8436
77624 | jul | 6.7155 | 3.6169 | 3.0987 | 9.1576
77625 | jul | 6.655 | 3.9486 | 2.7064 | 7.5321
77627 | jun | 6.471 | 4.4025 | 2.0685 | 4.207
77630 | jun | 6.4927 | 4.3155 | 2.1772 | 4.1374
77632 | jun | 6.5042 | 4.227 | 2.2772 | 4.4732
77640 | apr | 4.7923 | 2.6154 | 2.1769 | 6.143
77642 | jun | 6.4407 | 4.3756 | 2.0651 | 3.9991
77650 | jul | 6.5384 | 3.8335 | 2.7049 | 10.8772
77651 | jun | 6.4621 | 4.3863 | 2.0758 | 4.0628
77656 | jul | 6.5636 | 4.0884 | 2.4752 | 6.6237
77657 | jul | 6.5324 | 4.2646 | 2.2678 | 5.7516
77659 | jul | 6.6278 | 4.0943 | 2.5335 | 6.9164
77660 | aug | 6.2127 | 3.3506 | 2.8622 | 8.0534
77662 | jun | 6.5175 | 4.3275 | 2.19 | 4.7665
77664 | jul | 6.7327 | 3.6381 | 3.0946 | 9.1975
77665 | jul | 6.4979 | 4.1551 | 2.3429 | 7.7464
77701 | jun | 6.5221 | 4.4126 | 2.1095 | 4.7482
77702 | jun | 6.5288 | 4.4177 | 2.1111 | 4.9363
77703 | jun | 6.5288 | 4.399 | 2.1298 | 4.9491
77705 | apr | 4.8074 | 2.715 | 2.0924 | 5.3348
77706 | jun | 6.5351 | 4.4135 | 2.1216 | 5.2252
77707 | jun | 6.5252 | 4.4247 | 2.1005 | 5.1941
77708 | jun | 6.5382 | 4.3825 | 2.1557 | 5.2447
77713 | jul | 6.5364 | 4.2504 | 2.286 | 6.2349
77801 | jul | 7.8571 | 1.6626 | 6.1945 | 25.7657
77802 | jul | 7.8384 | 1.6943 | 6.1441 | 25.3729
77803 | jul | 7.8713 | 1.6366 | 6.2347 | 25.9728
77807 | jul | 7.9487 | 1.5367 | 6.412 | 27.0775
77808 | jul | 7.8719 | 1.6669 | 6.2051 | 25.3717
77830 | jul | 7.5843 | 2.0118 | 5.5725 | 21.8298
77831 | jul | 7.585 | 2.0247 | 5.5602 | 21.4423
77833 | jul | 7.8181 | 1.5877 | 6.2304 | 24.8724
77835 | jul | 7.906 | 1.4291 | 6.4769 | 27.0723
77836 | jul | 8.0603 | 1.3511 | 6.7091 | 29.0331
77837 | jul | 8.2157 | 1.3019 | 6.9139 | 29.734
77840 | jul | 7.8266 | 1.7037 | 6.1229 | 25.3619
77843 | jul | 7.8454 | 1.6814 | 6.164 | 25.6265
77845 | jul | 7.7749 | 1.7479 | 6.0269 | 24.6679
77850 | jul | 7.9062 | 1.7129 | 6.1933 | 23.5993
77853 | jul | 8.0746 | 1.274 | 6.8006 | 29.9582
77856 | jul | 8.0702 | 1.5057 | 6.5645 | 26.785
77859 | jul | 8.1235 | 1.3879 | 6.7355 | 28.7103
77861 | jul | 7.718 | 1.878 | 5.8401 | 22.9923
77864 | jul | 7.6747 | 1.9256 | 5.7491 | 22.0213
77865 | jul | 7.9857 | 1.6151 | 6.3705 | 24.9066
77868 | jul | 7.5592 | 2.018 | 5.5412 | 21.6545
77871 | jul | 7.8602 | 1.7293 | 6.131 | 23.8877
77872 | jul | 7.7991 | 1.8017 | 5.9974 | 23.4756
77873 | jul | 7.4372 | 2.2475 | 5.1897 | 19.6334
77879 | jul | 7.9301 | 1.5079 | 6.4221 | 26.6603
77880 | jul | 7.6852 | 1.8201 | 5.8651 | 23.1228
77901 | jul | 7.5514 | 2.1935 | 5.3578 | 29.6148
77904 | jul | 7.5623 | 2.1797 | 5.3826 | 29.2408
77905 | jul | 7.552 | 2.1111 | 5.4409 | 30.3234
77951 | jul | 7.4278 | 2.3291 | 5.0987 | 27.5886
77954 | jul | 7.7291 | 1.7793 | 5.9499 | 31.882
77957 | jul | 7.425 | 2.3057 | 5.1193 | 26.1388
77962 | jul | 7.2885 | 2.3511 | 4.9374 | 23.7493
77963 | jul | 7.6889 | 1.7679 | 5.9209 | 34.1873
77964 | jul | 7.6064 | 1.9427 | 5.6638 | 27.3511
77968 | jul | 7.4522 | 2.3456 | 5.1066 | 27.4702
77971 | jul | 7.2289 | 2.5187 | 4.7102 | 23.3791
77974 | jul | 7.6825 | 1.8646 | 5.8179 | 32.2801
77975 | jul | 7.7737 | 1.5524 | 6.2213 | 30.4515
77979 | jul | 7.3223 | 2.3466 | 4.9757 | 26.7622
77982 | jul | 7.3088 | 2.1473 | 5.1615 | 28.2184
77983 | jul | 7.3411 | 2.2485 | 5.0925 | 27.64
77984 | jul | 7.7544 | 1.6681 | 6.0863 | 30.439
77990 | jul | 7.4739 | 2.0113 | 5.4627 | 31.0645
77994 | jul | 7.844 | 1.5402 | 6.3038 | 33.6691
77995 | jul | 7.6589 | 1.9129 | 5.7461 | 29.5287
78002 | jul | 8.5292 | 0.79294 | 7.7362 | 46.9335
78003 | jul | 8.445 | 1.0292 | 7.4158 | 45.479
78004 | jul | 8.23 | 1.1804 | 7.0495 | 37.3827
78005 | jul | 8.6001 | 0.74859 | 7.8515 | 49.3391
78006 | jul | 8.2228 | 1.2106 | 7.0122 | 37.9067
78007 | jul | 8.3013 | 1.0536 | 7.2477 | 46.1161
78008 | jul | 8.2215 | 1.0544 | 7.1671 | 43.4308
78009 | jul | 8.589 | 0.83133 | 7.7577 | 47.5184
78010 | jul | 8.3653 | 1.1484 | 7.2168 | 42.1609
78011 | jul | 8.526 | 0.78848 | 7.7375 | 48.4965
78013 | jul | 8.2829 | 1.2183 | 7.0646 | 39.6264
78014 | jul | 8.7337 | 0.67894 | 8.0548 | 52.2686
78015 | jul | 8.1794 | 1.1318 | 7.0476 | 38.098
78016 | jul | 8.649 | 0.76495 | 7.8841 | 49.6966
78017 | jul | 8.9549 | 0.65934 | 8.2956 | 53.4705
78019 | jul | 8.7996 | 0.69988 | 8.0997 | 53.5368
78021 | jul | 8.6098 | 0.75201 | 7.8578 | 50.1571
78022 | jul | 8.0824 | 1.3153 | 6.7671 | 43.0517
78023 | jul | 8.3318 | 1.0378 | 7.2939 | 41.2282
78024 | jul | 8.5057 | 1.1305 | 7.3752 | 47.8885
78025 | jul | 8.5526 | 1.137 | 7.4156 | 47.8882
78026 | jul | 8.3938 | 0.88525 | 7.5085 | 46.5819
78027 | jul | 8.2347 | 1.2631 | 6.9716 | 36.5031
78028 | jul | 8.4023 | 1.1747 | 7.2275 | 43.5401
78039 | jul | 8.5752 | 0.80766 | 7.7675 | 47.4504
78040 | jul | 8.8879 | 0.47851 | 8.4094 | 59.3151
78041 | jul | 8.8529 | 0.65973 | 8.1932 | 55.5617
78043 | jul | 8.5602 | 0.66364 | 7.8966 | 54.628
78045 | jul | 8.9254 | 0.50947 | 8.4159 | 58.9059
78046 | jul | 8.8456 | 0.48131 | 8.3643 | 59.1909
78052 | jul | 8.5846 | 0.77711 | 7.8075 | 47.8652
78055 | jul | 8.486 | 1.0621 | 7.4239 | 47.5641
78056 | jul | 8.4275 | 0.95454 | 7.473 | 44.6995
78057 | jul | 8.6381 | 0.73378 | 7.9043 | 50.2163
78058 | jul | 8.4945 | 1.1846 | 7.3099 | 46.0374
78059 | jul | 8.6142 | 0.77338 | 7.8408 | 48.5449
78061 | jul | 8.7988 | 0.70497 | 8.0938 | 52.1123
78063 | jul | 8.3393 | 1.0536 | 7.2857 | 42.5374
78064 | jul | 8.3852 | 0.89033 | 7.4949 | 45.0473
78065 | jul | 8.5242 | 0.78973 | 7.7345 | 47.2202
78066 | jul | 8.4829 | 0.908 | 7.5749 | 45.6952
78067 | jul | 8.7255 | 0.53655 | 8.189 | 58.0558
78069 | jul | 8.5295 | 0.78011 | 7.7494 | 47.1027
78070 | jul | 8.2288 | 1.2332 | 6.9955 | 36.4458
78071 | jul | 8.1668 | 1.2106 | 6.9561 | 42.8545
78072 | jul | 8.4774 | 0.88348 | 7.594 | 48.7574
78073 | jul | 8.4751 | 0.79067 | 7.6844 | 46.3043
78074 | jul | 8.2567 | 1.2161 | 7.0406 | 38.8224
78075 | jul | 8.2366 | 1.1041 | 7.1325 | 43.7401
78076 | jul | 8.5692 | 0.6145 | 7.9547 | 55.7883
78101 | jul | 8.2636 | 0.90664 | 7.3569 | 41.4163
78102 | jul | 7.8586 | 1.5654 | 6.2932 | 38.2165
78108 | jul | 8.2164 | 0.95396 | 7.2624 | 39.2435
78109 | jul | 8.301 | 0.90944 | 7.3916 | 41.157
78111 | jul | 7.9502 | 1.3682 | 6.582 | 36.2861
78112 | jul | 8.3332 | 0.86371 | 7.4695 | 43.7649
78113 | jul | 8.1873 | 1.091 | 7.0964 | 41.611
78114 | jul | 8.2328 | 0.96984 | 7.263 | 41.894
78116 | jul | 7.9662 | 1.3167 | 6.6495 | 36.711
78117 | jul | 8.0607 | 1.2089 | 6.8518 | 39.4005
78118 | jul | 8.0166 | 1.2588 | 6.7578 | 39.2628
78119 | jul | 7.9141 | 1.4018 | 6.5124 | 37.6864
78121 | jul | 8.1744 | 1.0079 | 7.1665 | 39.0995
78122 | jul | 8.0323 | 1.2098 | 6.8224 | 35.4335
78123 | jul | 8.2219 | 1.0692 | 7.1527 | 37.0023
78124 | jul | 8.2247 | 0.99512 | 7.2296 | 38.5614
78130 | jul | 8.2133 | 1.116 | 7.0974 | 36.3226
78132 | jul | 8.2018 | 1.1522 | 7.0497 | 36.3362
78133 | jul | 8.1982 | 1.2222 | 6.976 | 35.8943
78140 | jul | 8.0078 | 1.2412 | 6.7665 | 35.1655
78141 | jul | 7.8093 | 1.5463 | 6.263 | 34.9931
78147 | jul | 8.1621 | 1.0809 | 7.0813 | 40.7367
78148 | jul | 8.2579 | 0.95085 | 7.307 | 40.2248
78150 | jul | 8.2612 | 0.92668 | 7.3345 | 40.4322
78151 | jul | 7.8756 | 1.4759 | 6.3998 | 36.139
78152 | jul | 8.2597 | 0.91407 | 7.3456 | 40.5641
78154 | jul | 8.2367 | 0.94604 | 7.2907 | 39.8618
78155 | jul | 8.1329 | 1.1012 | 7.0318 | 36.4508
78159 | jul | 7.9099 | 1.3984 | 6.5115 | 34.5793
78160 | jul | 8.0416 | 1.1737 | 6.8679 | 37.4094
78161 | jul | 8.1845 | 1.0309 | 7.1536 | 39.3716
78163 | jul | 8.2135 | 1.1541 | 7.0594 | 37.3884
78164 | jul | 7.8087 | 1.587 | 6.2217 | 34.109
78201 | jul | 8.3855 | 0.91404 | 7.4714 | 43.1151
78202 | jul | 8.4157 | 0.88331 | 7.5324 | 43.3994
78203 | jul | 8.4224 | 0.87278 | 7.5496 | 43.5797
78204 | jul | 8.4156 | 0.85753 | 7.558 | 44.0618
78205 | jul | 8.4126 | 0.87525 | 7.5373 | 43.6578
78207 | jul | 8.4069 | 0.86422 | 7.5427 | 44.0311
78208 | jul | 8.4084 | 0.89696 | 7.5115 | 43.1329
78209 | jul | 8.3754 | 0.94778 | 7.4276 | 42.2206
78210 | jul | 8.4199 | 0.86439 | 7.5555 | 43.7776
78211 | jul | 8.4228 | 0.82235 | 7.6005 | 45.13
78212 | jul | 8.3903 | 0.9147 | 7.4756 | 42.9566
78213 | jul | 8.3632 | 0.96397 | 7.3992 | 42.1852
78214 | jul | 8.4064 | 0.84274 | 7.5637 | 44.3209
78215 | jul | 8.405 | 0.89321 | 7.5118 | 43.292
78216 | jul | 8.3486 | 0.99173 | 7.3569 | 41.5569
78217 | jul | 8.3356 | 0.99805 | 7.3375 | 41.1399
78218 | jul | 8.3617 | 0.95027 | 7.4114 | 41.7798
78219 | jul | 8.3903 | 0.90281 | 7.4875 | 42.4993
78220 | jul | 8.4055 | 0.88222 | 7.5233 | 42.9004
78221 | jul | 8.4017 | 0.82728 | 7.5744 | 44.7451
78222 | jul | 8.3853 | 0.87233 | 7.5129 | 43.1531
78223 | jul | 8.3666 | 0.86083 | 7.5058 | 43.5754
78224 | jul | 8.4227 | 0.81661 | 7.6061 | 45.1835
78225 | jul | 8.4132 | 0.84631 | 7.5669 | 44.4083
78226 | jul | 8.4116 | 0.83699 | 7.5746 | 44.7311
78227 | jul | 8.4193 | 0.84406 | 7.5752 | 44.9733
78228 | jul | 8.3873 | 0.89673 | 7.4905 | 43.6217
78229 | jul | 8.3701 | 0.94738 | 7.4228 | 42.6834
78230 | jul | 8.3534 | 0.99472 | 7.3587 | 41.7397
78231 | jul | 8.3352 | 1.0287 | 7.3065 | 41.0288
78232 | jul | 8.3155 | 1.0411 | 7.2744 | 40.5519
78233 | jul | 8.2947 | 0.9879 | 7.3068 | 40.5545
78234 | jul | 8.3962 | 0.92099 | 7.4752 | 42.6247
78235 | jul | 8.408 | 0.85532 | 7.5527 | 43.922
78236 | jul | 8.4314 | 0.83004 | 7.6014 | 45.2995
78237 | jul | 8.4013 | 0.85328 | 7.5481 | 44.4019
78238 | jul | 8.3921 | 0.90544 | 7.4867 | 43.6761
78239 | jul | 8.3195 | 0.95776 | 7.3618 | 41.1047
78240 | jul | 8.371 | 0.96483 | 7.4062 | 42.4841
78242 | jul | 8.4322 | 0.81917 | 7.613 | 45.4219
78244 | jul | 8.339 | 0.92442 | 7.4146 | 41.6037
78245 | jul | 8.4601 | 0.84753 | 7.6126 | 45.6198
78247 | jul | 8.3043 | 1.0287 | 7.2755 | 40.4424
78248 | jul | 8.3243 | 1.0398 | 7.2844 | 40.7337
78249 | jul | 8.3565 | 1.0119 | 7.3446 | 41.5852
78250 | jul | 8.395 | 0.93598 | 7.459 | 43.2903
78251 | jul | 8.413 | 0.89616 | 7.5168 | 44.1801
78252 | jul | 8.4857 | 0.81971 | 7.666 | 46.1872
78253 | jul | 8.4556 | 0.89695 | 7.5587 | 44.9658
78254 | jul | 8.3933 | 0.9669 | 7.4264 | 42.9741
78255 | jul | 8.2836 | 1.0667 | 7.2169 | 40.075
78256 | jul | 8.3063 | 1.0521 | 7.2542 | 40.4735
78257 | jul | 8.2361 | 1.0878 | 7.1483 | 39.1454
78258 | jul | 8.287 | 1.0689 | 7.2181 | 39.8019
78259 | jul | 8.2839 | 1.0645 | 7.2194 | 39.6458
78260 | jul | 8.2422 | 1.1063 | 7.1358 | 38.6589
78261 | jul | 8.2556 | 1.1145 | 7.141 | 38.3651
78263 | jul | 8.3212 | 0.88117 | 7.4401 | 42.3993
78264 | jul | 8.4218 | 0.81543 | 7.6064 | 45.4007
78266 | jul | 8.2378 | 1.0618 | 7.1759 | 38.6088
78332 | jul | 7.9947 | 1.2923 | 6.7024 | 44.4838
78336 | jul | 7.5427 | 1.4748 | 6.0679 | 36.0167
78338 | jul | 7.9192 | 0.92241 | 6.9968 | 44.8957
78340 | jul | 7.6061 | 1.6385 | 5.9675 | 35.2538
78343 | jul | 7.765 | 1.2201 | 6.5449 | 41.6836
78344 | jul | 8.3672 | 0.77836 | 7.5888 | 51.6064
78349 | jul | 8.1543 | 1.0368 | 7.1176 | 47.5148
78353 | jul | 8.1228 | 0.84292 | 7.2799 | 48.0145
78355 | jul | 8.0825 | 0.90351 | 7.179 | 47.55
78357 | jul | 8.3578 | 0.96685 | 7.3909 | 48.7599
78360 | jul | 8.3501 | 0.68366 | 7.6664 | 53.0222
78361 | jul | 8.2681 | 0.7448 | 7.5233 | 51.5241
78362 | jul | 7.5508 | 1.4195 | 6.1313 | 36.8099
78363 | jul | 7.7881 | 1.1373 | 6.6508 | 42.552
78368 | jul | 7.8622 | 1.496 | 6.3662 | 40.2256
78369 | jul | 8.4877 | 0.68679 | 7.8009 | 53.9295
78370 | jul | 7.6974 | 1.4074 | 6.29 | 38.7936
78372 | jul | 8.0264 | 1.3717 | 6.6546 | 43.1258
78373 | jul | 7.5204 | 1.4756 | 6.0448 | 35.4422
78374 | jul | 7.5889 | 1.4525 | 6.1364 | 36.7781
78375 | jul | 8.0252 | 1.0346 | 6.9906 | 46.2795
78376 | jul | 8.2856 | 0.89324 | 7.3924 | 49.7028
78377 | jul | 7.5831 | 1.8371 | 5.746 | 33.726
78379 | jul | 7.9013 | 1.0715 | 6.8299 | 44.5298
78380 | jul | 7.7729 | 1.3231 | 6.4498 | 40.9081
78382 | jul | 7.4732 | 1.8061 | 5.6671 | 32.7502
78383 | jul | 7.9764 | 1.4335 | 6.5429 | 41.7692
78384 | jul | 8.1631 | 1.1913 | 6.9718 | 45.7219
78385 | jul | 7.8523 | 1.0025 | 6.8497 | 43.6133
78387 | jul | 7.7401 | 1.5492 | 6.1909 | 38.0788
78389 | jul | 7.806 | 1.6467 | 6.1593 | 38.6939
78390 | jul | 7.6483 | 1.501 | 6.1473 | 37.008
78391 | jul | 7.8571 | 1.5883 | 6.2688 | 39.7148
78393 | jul | 7.6831 | 1.6932 | 5.9899 | 36.003
78401 | jul | 7.5735 | 1.1935 | 6.3801 | 38.5247
78402 | jul | 7.5911 | 1.2248 | 6.3662 | 38.4284
78404 | jul | 7.5735 | 1.1935 | 6.3801 | 38.5247
78405 | jul | 7.6033 | 1.2216 | 6.3817 | 38.5405
78406 | jul | 7.6355 | 1.2169 | 6.4186 | 38.8151
78407 | jul | 7.6209 | 1.2718 | 6.3491 | 38.3531
78408 | jul | 7.6155 | 1.2493 | 6.3662 | 38.4572
78409 | jul | 7.65 | 1.2795 | 6.3705 | 38.6575
78410 | jul | 7.6786 | 1.3068 | 6.3719 | 39.0791
78411 | jul | 7.5735 | 1.1935 | 6.3801 | 38.5247
78412 | jul | 7.5736 | 1.1914 | 6.3822 | 38.5342
78413 | jul | 7.597 | 1.1637 | 6.4332 | 38.7858
78414 | jul | 7.6475 | 1.0903 | 6.5572 | 39.3731
78415 | jul | 7.6586 | 1.1053 | 6.5533 | 39.5201
78416 | jul | 7.5904 | 1.1982 | 6.3921 | 38.6012
78417 | jul | 7.6074 | 1.1822 | 6.4252 | 38.8001
78418 | jul | 7.5874 | 1.0174 | 6.57 | 39.3648
78501 | jul | 8.1751 | 0.72695 | 7.4482 | 50.838
78503 | jul | 8.1308 | 0.68097 | 7.4498 | 51.5647
78504 | jul | 8.202 | 0.75376 | 7.4482 | 50.4004
78516 | jul | 8.0996 | 0.75751 | 7.3421 | 49.5543
78520 | jul | 7.8633 | 1.0053 | 6.858 | 43.6304
78521 | jul | 7.7693 | 1.0506 | 6.7187 | 42.6127
78526 | jul | 7.8099 | 1.0223 | 6.7876 | 43.0563
78536 | jul | 8.2581 | 0.75851 | 7.4996 | 50.3456
78537 | jul | 8.0524 | 0.76552 | 7.2869 | 49.1212
78538 | jul | 8.0254 | 0.82762 | 7.1978 | 47.4257
78539 | jul | 8.1767 | 0.76628 | 7.4104 | 49.8763
78541 | jul | 8.1771 | 0.77367 | 7.4035 | 49.6744
78542 | jul | 8.1302 | 0.78966 | 7.3405 | 48.929
78547 | jul | 8.2505 | 0.72137 | 7.5292 | 52.2785
78548 | jul | 8.229 | 0.72017 | 7.5088 | 52.0053
78549 | jul | 8.0645 | 0.82489 | 7.2396 | 47.6501
78550 | jul | 7.9135 | 0.91345 | 7.0001 | 44.9188
78552 | jul | 7.9167 | 0.87846 | 7.0383 | 45.7594
78557 | jul | 8.0917 | 0.63941 | 7.4522 | 52.2003
78559 | jul | 7.9308 | 0.85755 | 7.0732 | 46.3408
78560 | jul | 8.1806 | 0.6878 | 7.4928 | 52.5318
78563 | jul | 8.1672 | 0.79281 | 7.3744 | 48.9717
78566 | jul | 7.7748 | 1.0152 | 6.7595 | 42.8308
78569 | jul | 7.9074 | 0.89368 | 7.0137 | 45.3737
78570 | jul | 7.9666 | 0.82663 | 7.1399 | 47.2284
78572 | jul | 8.1913 | 0.71107 | 7.4802 | 51.6644
78573 | jul | 8.1968 | 0.74034 | 7.4564 | 50.7931
78574 | jul | 8.1921 | 0.73288 | 7.4592 | 50.9867
78575 | jul | 7.8716 | 0.99147 | 6.8801 | 43.7652
78577 | jul | 8.1071 | 0.69731 | 7.4098 | 50.9912
78578 | jul | 7.6914 | 1.0594 | 6.632 | 42.0651
78580 | jul | 7.9898 | 0.86433 | 7.1255 | 46.3449
78582 | jul | 8.2892 | 0.71303 | 7.5761 | 52.2743
78583 | jul | 7.8133 | 0.98273 | 6.8306 | 43.2286
78584 | jul | 8.4528 | 0.66476 | 7.7881 | 54.0919
78586 | jul | 7.8813 | 0.94466 | 6.9366 | 44.4582
78588 | jul | 8.2507 | 0.76645 | 7.4842 | 50.0874
78589 | jul | 8.0982 | 0.72585 | 7.3723 | 50.2943
78590 | jul | 7.823 | 0.94219 | 6.8808 | 44.0204
78591 | jul | 8.2169 | 0.74612 | 7.4708 | 50.6624
78593 | jul | 7.9551 | 0.85858 | 7.0965 | 46.3286
78594 | jul | 7.9022 | 0.9037 | 6.9985 | 45.1303
78595 | jul | 8.2464 | 0.69686 | 7.5495 | 52.9602
78596 | jul | 8.0147 | 0.799 | 7.2157 | 48.1269
78597 | jul | 7.6639 | 1.0476 | 6.6163 | 41.5681
78598 | jul | 7.7876 | 0.96508 | 6.8225 | 43.2513
78602 | jul | 8.1376 | 1.0807 | 7.0569 | 34.1961
78605 | jul | 8.5017 | 1.3335 | 7.1683 | 37.0812
78606 | jul | 8.2553 | 1.3544 | 6.9008 | 35.8311
78607 | jul | 8.8049 | 1.2271 | 7.5778 | 41.9797
78608 | jul | 8.5906 | 1.3014 | 7.2892 | 37.3197
78609 | jul | 8.8102 | 1.2036 | 7.6066 | 42.1406
78610 | jul | 8.2137 | 1.1073 | 7.1064 | 36.004
78611 | jul | 8.6213 | 1.2908 | 7.3305 | 38.7986
78612 | jul | 8.1899 | 0.99674 | 7.1932 | 35.6064
78613 | jul | 8.3999 | 1.3294 | 7.0706 | 36.6755
78614 | jul | 7.9781 | 1.3067 | 6.6714 | 34.1327
78615 | jul | 8.3207 | 1.156 | 7.1647 | 34.9726
78616 | jul | 8.0875 | 1.0582 | 7.0292 | 34.7191
78617 | jul | 8.243 | 0.98368 | 7.2593 | 36.5808
78618 | jul | 8.5937 | 1.1933 | 7.4003 | 45.1975
78619 | jul | 8.2162 | 1.2634 | 6.9528 | 35.5138
78620 | jul | 8.2929 | 1.3044 | 6.9885 | 36.127
78621 | jul | 8.2558 | 1.0991 | 7.1568 | 34.9967
78623 | jul | 8.1933 | 1.2687 | 6.9246 | 35.586
78624 | jul | 8.4373 | 1.2698 | 7.1675 | 41.1459
78626 | jul | 8.4428 | 1.2758 | 7.167 | 35.7456
78628 | jul | 8.4299 | 1.3234 | 7.1064 | 36.2109
78629 | jul | 7.9175 | 1.38 | 6.5374 | 32.941
78631 | jul | 8.4892 | 1.2068 | 7.2825 | 44.7372
78632 | jul | 8.0007 | 1.2125 | 6.7882 | 33.4405
78633 | jul | 8.4835 | 1.318 | 7.1654 | 36.0652
78634 | jul | 8.3784 | 1.2404 | 7.138 | 35.8184
78635 | jul | 8.2904 | 1.3528 | 6.9376 | 36.8712
78636 | jul | 8.395 | 1.3276 | 7.0674 | 37.5138
78638 | jul | 8.1039 | 1.1303 | 6.9736 | 35.0451
78639 | jul | 8.7725 | 1.2024 | 7.5701 | 41.6798
78640 | jul | 8.2065 | 1.0813 | 7.1252 | 35.8471
78641 | jul | 8.4246 | 1.3313 | 7.0932 | 36.7657
78642 | jul | 8.4779 | 1.3347 | 7.1432 | 36.5943
78643 | jul | 8.764 | 1.2065 | 7.5575 | 42.9738
78644 | jul | 8.1392 | 1.053 | 7.0862 | 35.1602
78645 | jul | 8.4387 | 1.29 | 7.1487 | 37.5374
78648 | jul | 8.056 | 1.143 | 6.913 | 34.3221
78650 | jul | 8.1273 | 1.1373 | 6.9901 | 33.4267
78652 | jul | 8.2446 | 1.1464 | 7.0982 | 36.2808
78653 | jul | 8.2992 | 1.1192 | 7.18 | 36.2474
78654 | jul | 8.576 | 1.2616 | 7.3143 | 39.1057
78655 | jul | 8.1775 | 1.0875 | 7.09 | 35.3567
78656 | jul | 8.203 | 1.0797 | 7.1233 | 35.6141
78657 | jul | 8.6584 | 1.2369 | 7.4215 | 40.1727
78659 | jul | 8.0814 | 1.1725 | 6.9089 | 32.2832
78660 | jul | 8.3359 | 1.2488 | 7.0871 | 36.2247
78662 | jul | 8.0558 | 1.0669 | 6.9889 | 34.2465
78663 | jul | 8.4953 | 1.2967 | 7.1986 | 38.7475
78664 | jul | 8.3671 | 1.2838 | 7.0833 | 36.2271
78665 | jul | 8.3801 | 1.2855 | 7.0945 | 36.167
78666 | jul | 8.1981 | 1.1573 | 7.0408 | 35.4928
78669 | jul | 8.4646 | 1.2729 | 7.1918 | 37.9629
78671 | jul | 8.3131 | 1.33 | 6.9831 | 37.807
78672 | jul | 8.7757 | 1.2457 | 7.53 | 41.5281
78675 | jul | 8.5307 | 1.2907 | 7.24 | 40.2977
78676 | jul | 8.1948 | 1.2771 | 6.9178 | 35.3346
78677 | jul | 7.9115 | 1.405 | 6.5065 | 33.6815
78681 | jul | 8.3807 | 1.3209 | 7.0598 | 36.3651
78701 | jul | 8.334 | 1.1645 | 7.1695 | 37.7065
78702 | jul | 8.322 | 1.1333 | 7.1888 | 37.6566
78703 | jul | 8.3392 | 1.2026 | 7.1365 | 37.4604
78704 | jul | 8.3208 | 1.1528 | 7.168 | 37.6419
78705 | jul | 8.3374 | 1.188 | 7.1494 | 37.517
78712 | jul | 8.3343 | 1.1773 | 7.157 | 37.5377
78717 | jul | 8.385 | 1.334 | 7.051 | 36.5321
78719 | jul | 8.2337 | 1.0103 | 7.2233 | 36.6663
78721 | jul | 8.3109 | 1.1131 | 7.1978 | 37.4921
78722 | jul | 8.3281 | 1.1685 | 7.1597 | 37.4534
78723 | jul | 8.3203 | 1.1611 | 7.1593 | 37.2353
78724 | jul | 8.2907 | 1.0912 | 7.1994 | 37.0255
78725 | jul | 8.2739 | 1.0274 | 7.2465 | 37.1493
78726 | jul | 8.3956 | 1.3137 | 7.0819 | 37.0523
78727 | jul | 8.3606 | 1.3234 | 7.0372 | 36.4679
78728 | jul | 8.3586 | 1.3048 | 7.0537 | 36.3822
78729 | jul | 8.3767 | 1.3351 | 7.0416 | 36.5458
78730 | jul | 8.3676 | 1.2802 | 7.0874 | 37.0834
78731 | jul | 8.3535 | 1.261 | 7.0925 | 37.1065
78732 | jul | 8.3831 | 1.2854 | 7.0977 | 37.2016
78733 | jul | 8.3466 | 1.2649 | 7.0817 | 36.958
78734 | jul | 8.4006 | 1.2807 | 7.1199 | 37.3603
78735 | jul | 8.3131 | 1.2338 | 7.0793 | 36.8349
78736 | jul | 8.2925 | 1.269 | 7.0235 | 36.281
78737 | jul | 8.2621 | 1.2432 | 7.0189 | 35.9898
78738 | jul | 8.3493 | 1.2819 | 7.0674 | 36.7527
78739 | jul | 8.2688 | 1.202 | 7.0668 | 36.2932
78741 | jul | 8.3039 | 1.101 | 7.2029 | 37.5981
78742 | jul | 8.2919 | 1.0641 | 7.2278 | 37.4493
78744 | jul | 8.264 | 1.0729 | 7.1911 | 37.1335
78745 | jul | 8.2881 | 1.1465 | 7.1417 | 37.1192
78746 | jul | 8.3349 | 1.2263 | 7.1086 | 37.1837
78747 | jul | 8.2208 | 1.0462 | 7.1745 | 36.6204
78748 | jul | 8.2582 | 1.1378 | 7.1205 | 36.6326
78749 | jul | 8.286 | 1.1994 | 7.0866 | 36.6643
78750 | jul | 8.3793 | 1.3147 | 7.0646 | 36.8804
78751 | jul | 8.3364 | 1.1999 | 7.1365 | 37.3196
78752 | jul | 8.3338 | 1.2108 | 7.1231 | 37.0941
78753 | jul | 8.335 | 1.2503 | 7.0847 | 36.6684
78754 | jul | 8.318 | 1.1947 | 7.1233 | 36.7703
78756 | jul | 8.344 | 1.2268 | 7.1172 | 37.2666
78757 | jul | 8.3475 | 1.2547 | 7.0928 | 37.0119
78758 | jul | 8.3467 | 1.2799 | 7.0669 | 36.6835
78759 | jul | 8.365 | 1.3192 | 7.0458 | 36.6946
78801 | jul | 8.891 | 0.88658 | 8.0044 | 55.028
78827 | jul | 8.9917 | 0.71174 | 8.28 | 54.0488
78828 | jul | 8.7497 | 1.032 | 7.7177 | 53.6377
78829 | jul | 9.0325 | 0.74479 | 8.2877 | 55.1225
78830 | jul | 9.0365 | 0.69104 | 8.3455 | 54.0681
78832 | jul | 8.9949 | 0.96717 | 8.0277 | 56.2895
78833 | jul | 8.6985 | 1.0255 | 7.673 | 52.8526
78834 | jul | 9.0232 | 0.7357 | 8.2875 | 55.4468
78837 | jul | 9.449 | 0.90949 | 8.5395 | 62.7989
78838 | jul | 8.7508 | 0.92273 | 7.8281 | 53.599
78839 | jul | 9.0606 | 0.74587 | 8.3147 | 55.162
78840 | jul | 9.1724 | 0.99543 | 8.177 | 58.5547
78843 | jul | 9.158 | 1.0106 | 8.1474 | 58.3006
78850 | jul | 8.7902 | 0.81229 | 7.9779 | 52.7845
78851 | jul | 9.5433 | 0.91281 | 8.6305 | 66.1752
78852 | jul | 9.0172 | 0.7816 | 8.2356 | 56.5032
78861 | jul | 8.6365 | 0.86134 | 7.7752 | 49.6043
78870 | jul | 8.9157 | 0.81451 | 8.1012 | 55.353
78872 | jul | 9.0474 | 0.80422 | 8.2432 | 55.8538
78873 | jul | 8.5973 | 1.0689 | 7.5285 | 50.8781
78877 | jul | 9.0511 | 0.87883 | 8.1722 | 56.6097
78879 | jul | 8.6336 | 1.0048 | 7.6287 | 52.1907
78880 | jul | 8.7965 | 1.0578 | 7.7386 | 53.6449
78881 | jul | 8.8802 | 0.81394 | 8.0662 | 54.5404
78883 | jul | 8.5611 | 0.99817 | 7.563 | 48.5697
78884 | jul | 8.6785 | 0.94789 | 7.7306 | 52.2296
78885 | jul | 8.5298 | 1.067 | 7.4628 | 49.2029
78886 | jul | 8.7433 | 0.74058 | 8.0027 | 51.9123
78931 | jul | 7.7733 | 1.6165 | 6.1568 | 24.8192
78932 | jul | 7.9171 | 1.4162 | 6.5009 | 27.6284
78933 | jul | 7.5458 | 1.8863 | 5.6596 | 23.7385
78934 | jul | 7.6604 | 1.7417 | 5.9187 | 25.7753
78935 | jul | 7.5771 | 1.8347 | 5.7424 | 24.5076
78938 | jul | 7.7531 | 1.5877 | 6.1653 | 27.1875
78940 | jul | 7.7963 | 1.5552 | 6.2411 | 26.7763
78941 | jul | 7.9002 | 1.305 | 6.5952 | 31.7536
78942 | jul | 7.996 | 1.2664 | 6.7296 | 30.3983
78944 | jul | 7.7676 | 1.6117 | 6.1559 | 25.1886
78945 | jul | 7.8689 | 1.4036 | 6.4653 | 29.4991
78946 | jul | 7.9941 | 1.3403 | 6.6538 | 28.9998
78947 | jul | 8.1445 | 1.178 | 6.9665 | 32.1934
78948 | jul | 8.081 | 1.2246 | 6.8564 | 30.9525
78949 | jul | 7.8873 | 1.3235 | 6.5639 | 31.1835
78950 | jul | 7.7044 | 1.6989 | 6.0055 | 24.9601
78953 | jul | 7.9883 | 1.1584 | 6.8299 | 33.2387
78954 | jul | 7.872 | 1.4492 | 6.4228 | 27.562
78956 | jul | 7.7714 | 1.5519 | 6.2195 | 29.2452
78957 | jul | 8.0218 | 1.1723 | 6.8495 | 32.5111
78959 | jul | 7.9036 | 1.2906 | 6.613 | 32.3997
78962 | jul | 7.6319 | 1.8091 | 5.8227 | 26.2848
78963 | jul | 7.9208 | 1.2591 | 6.6617 | 31.4039
79001 | jun | 9.2882 | 2.0973 | 7.1909 | 55.3782
79005 | jul | 9.8904 | 2.3425 | 7.5478 | 48.0127
79007 | jul | 9.8108 | 2.3852 | 7.4256 | 50.5661
79009 | jul | 9.3374 | 2.1477 | 7.1898 | 55.2101
79011 | jul | 9.7913 | 1.9881 | 7.8031 | 46.3808
79014 | jul | 9.8658 | 2.1158 | 7.75 | 47.4091
79015 | jul | 9.5027 | 2.2546 | 7.248 | 52.5177
79016 | jul | 9.5349 | 2.2799 | 7.255 | 52.47
79018 | jul | 9.4939 | 2.5926 | 6.9013 | 52.0265
79019 | jul | 9.6854 | 2.1386 | 7.5467 | 51.776
79022 | jul | 9.4016 | 2.6455 | 6.756 | 50.6449
79027 | jul | 9.3526 | 2.1635 | 7.1891 | 53.9031
79029 | jul | 9.5744 | 2.5199 | 7.0545 | 50.9579
79031 | jul | 9.3363 | 2.0341 | 7.3022 | 55.5335
79034 | jul | 9.8816 | 2.1141 | 7.7675 | 47.6523
79035 | jul | 9.3618 | 2.226 | 7.1358 | 54.6742
79036 | jul | 9.7631 | 2.3763 | 7.3868 | 51.5186
79039 | jul | 9.6255 | 2.2965 | 7.329 | 49.7896
79040 | jul | 9.8016 | 2.3952 | 7.4064 | 50.7664
79041 | jul | 9.3324 | 2.0302 | 7.3022 | 54.3809
79042 | jul | 9.4833 | 2.1853 | 7.2979 | 52.524
79043 | jul | 9.3686 | 2.1298 | 7.2387 | 53.9633
79044 | jun | 8.9346 | 2.0222 | 6.9124 | 52.4605
79045 | jul | 9.4196 | 2.3467 | 7.0729 | 53.8133
79046 | jul | 9.8588 | 2.1237 | 7.7351 | 47.8066
79052 | jul | 9.4183 | 2.1128 | 7.3056 | 52.9972
79056 | jul | 9.8457 | 2.1632 | 7.6825 | 47.9142
79057 | jul | 9.7624 | 2.1247 | 7.6377 | 48.5546
79058 | jul | 9.6904 | 2.3927 | 7.2977 | 52.215
79059 | jul | 9.8122 | 2.4145 | 7.3977 | 48.9314
79061 | jul | 9.8101 | 2.1998 | 7.6103 | 47.2701
79062 | jul | 9.7288 | 2.4368 | 7.2921 | 50.5557
79063 | jul | 9.3619 | 2.1704 | 7.1914 | 53.5409
79064 | jul | 9.3379 | 2.0567 | 7.2812 | 54.8277
79065 | jul | 9.695 | 2.312 | 7.383 | 48.4259
79068 | jul | 9.6964 | 2.3583 | 7.3381 | 50.7603
79070 | jul | 9.8185 | 2.4514 | 7.3671 | 48.9908
79072 | jul | 9.3783 | 2.0648 | 7.3135 | 53.6279
79079 | jul | 9.8564 | 1.9325 | 7.924 | 47.8284
79080 | jul | 9.7095 | 2.3891 | 7.3204 | 49.6815
79081 | jul | 9.7913 | 2.4277 | 7.3636 | 50.2082
79082 | jul | 9.341 | 2.0576 | 7.2833 | 55.023
79083 | jul | 9.7748 | 2.4203 | 7.3545 | 50.6278
79084 | jul | 9.6255 | 2.4958 | 7.1296 | 50.4896
79085 | jul | 9.399 | 2.2229 | 7.1761 | 54.1033
79086 | jul | 9.6453 | 2.465 | 7.1803 | 50.8285
79087 | jun | 8.5692 | 1.9532 | 6.616 | 50.8128
79088 | jul | 9.4393 | 2.1549 | 7.2844 | 52.7586
79092 | jul | 9.5599 | 2.4147 | 7.1452 | 53.697
79094 | jul | 9.6083 | 2.1446 | 7.4638 | 52.5412
79095 | jul | 10.0228 | 1.6982 | 8.3246 | 49.7389
79096 | jul | 9.8293 | 1.9264 | 7.9029 | 47.1074
79097 | jul | 9.6237 | 2.3674 | 7.2563 | 49.3642
79098 | jul | 9.4889 | 2.3604 | 7.1285 | 52.5955
79101 | jul | 9.6201 | 2.3229 | 7.2972 | 52.3749
79102 | jul | 9.6167 | 2.3214 | 7.2953 | 52.385
79103 | jul | 9.6289 | 2.3172 | 7.3117 | 52.2713
79104 | jul | 9.6442 | 2.3265 | 7.3176 | 52.2176
79106 | jul | 9.5959 | 2.3191 | 7.2767 | 52.5199
79107 | jul | 9.6428 | 2.332 | 7.3108 | 52.259
79108 | jul | 9.7099 | 2.3402 | 7.3697 | 52.2487
79109 | jul | 9.5919 | 2.3132 | 7.2788 | 52.4788
79110 | jul | 9.5931 | 2.3097 | 7.2834 | 52.4383
79111 | jul | 9.6664 | 2.3306 | 7.3358 | 51.8153
79118 | jul | 9.6291 | 2.2901 | 7.339 | 52.1519
79119 | jul | 9.487 | 2.321 | 7.1661 | 52.5367
79121 | jul | 9.5555 | 2.3144 | 7.241 | 52.5407
79124 | jul | 9.6385 | 2.3355 | 7.303 | 52.9864
79201 | jul | 10.2401 | 1.4766 | 8.7635 | 53.214
79220 | jul | 9.8342 | 1.6529 | 8.1812 | 53.6659
79225 | jul | 10.2503 | 1.7518 | 8.4985 | 48.9154
79226 | jul | 9.8245 | 1.9691 | 7.8554 | 50.8749
79227 | jul | 10.261 | 1.6629 | 8.5981 | 50.9253
79229 | jul | 9.8675 | 1.6256 | 8.2419 | 54.2975
79230 | jul | 10.1877 | 1.5693 | 8.6185 | 50.8944
79234 | jul | 9.7781 | 1.7271 | 8.051 | 53.8815
79235 | jul | 9.4612 | 1.9032 | 7.558 | 52.7434
79237 | jul | 9.9811 | 1.7646 | 8.2165 | 51.7985
79239 | jul | 10.0796 | 1.6275 | 8.4521 | 54.2058
79240 | jul | 9.965 | 1.7857 | 8.1793 | 51.4445
79241 | jul | 9.5059 | 1.9565 | 7.5494 | 52.4549
79243 | jul | 9.631 | 1.7611 | 7.8699 | 52.7991
79244 | jul | 9.9419 | 1.5988 | 8.3431 | 54.5365
79245 | jul | 10.1531 | 1.5251 | 8.6281 | 53.9202
79247 | jul | 10.2752 | 1.6648 | 8.6104 | 48.198
79248 | jul | 10.1684 | 1.5379 | 8.6305 | 53.9128
79250 | jul | 9.3679 | 1.9544 | 7.4136 | 54.0693
79251 | jul | 10.03 | 1.7207 | 8.3093 | 50.9703
79252 | jul | 10.2462 | 1.7328 | 8.5134 | 50.5293
79255 | jul | 9.8794 | 1.7803 | 8.0991 | 53.889
79256 | jul | 9.8346 | 1.6592 | 8.1754 | 53.6377
79257 | jul | 9.6466 | 1.9702 | 7.6765 | 52.7407
79259 | jul | 10.1906 | 1.4211 | 8.7695 | 54.8778
79261 | jul | 10.1082 | 1.5261 | 8.5821 | 54.9923
79311 | jul | 9.3291 | 1.9705 | 7.3585 | 54.9592
79312 | jul | 9.3158 | 1.9776 | 7.3382 | 56.6763
79313 | jul | 9.3594 | 1.9311 | 7.4283 | 56.6385
79316 | jul | 9.4285 | 1.865 | 7.5635 | 59.3712
79320 | jul | 9.3051 | 1.9868 | 7.3184 | 57.2654
79322 | jul | 9.5672 | 1.7417 | 7.8255 | 54.0638
79323 | jun | 9.6667 | 1.9945 | 7.6722 | 60.7272
79324 | jul | 9.3203 | 2.0074 | 7.3128 | 57.4963
79325 | jul | 9.2875 | 2.1343 | 7.1533 | 55.5269
79326 | jul | 9.3079 | 2.0198 | 7.2881 | 55.4994
79329 | jul | 9.3051 | 1.8885 | 7.4165 | 54.5814
79331 | jul | 9.6053 | 1.6304 | 7.9749 | 60.319
79336 | jul | 9.3357 | 1.9399 | 7.3959 | 57.6241
79339 | jul | 9.3424 | 1.9704 | 7.372 | 56.2143
79342 | jul | 9.5209 | 1.8304 | 7.6905 | 60.8999
79343 | jul | 9.4479 | 1.8031 | 7.6447 | 54.9234
79344 | jun | 9.4629 | 2.1944 | 7.2685 | 57.6415
79345 | jul | 9.3582 | 1.9074 | 7.4508 | 58.3275
79346 | jun | 9.459 | 2.1552 | 7.3038 | 58.1294
79347 | jul | 9.3012 | 2.0567 | 7.2445 | 56.6876
79351 | jul | 9.4975 | 1.7268 | 7.7707 | 58.3953
79353 | jul | 9.3036 | 1.9701 | 7.3334 | 57.4197
79355 | jun | 9.5816 | 2.0459 | 7.5358 | 59.6805
79356 | jul | 9.697 | 1.599 | 8.098 | 57.533
79357 | jul | 9.5127 | 1.7678 | 7.7449 | 54.6262
79358 | jul | 9.3364 | 1.8973 | 7.4391 | 57.3931
79359 | jul | 9.5143 | 1.8269 | 7.6874 | 61.2091
79360 | jun | 9.7729 | 1.8451 | 7.9278 | 62.528
79363 | jul | 9.3263 | 1.9188 | 7.4075 | 56.0161
79364 | jul | 9.3971 | 1.8127 | 7.5844 | 55.7791
79366 | jul | 9.3541 | 1.8314 | 7.5227 | 55.6599
79370 | jul | 9.8469 | 1.5898 | 8.2571 | 55.4424
79371 | jul | 9.3016 | 2.0115 | 7.2901 | 55.9279
79373 | jul | 9.4232 | 1.7889 | 7.6344 | 57.4165
79376 | jul | 9.4018 | 1.935 | 7.4668 | 59.453
79377 | jul | 9.549 | 1.7079 | 7.8411 | 60.389
79379 | jul | 9.2888 | 1.9862 | 7.3026 | 58.2864
79381 | jul | 9.4381 | 1.7804 | 7.6577 | 56.3669
79382 | jul | 9.3231 | 1.8794 | 7.4436 | 56.7306
79401 | jul | 9.314 | 1.8735 | 7.4405 | 55.9479
79403 | jul | 9.2858 | 1.8929 | 7.3929 | 55.306
79404 | jul | 9.3289 | 1.8498 | 7.4791 | 56.0198
79407 | jul | 9.3446 | 1.8974 | 7.4472 | 56.6266
79409 | jul | 9.3247 | 1.8782 | 7.4464 | 56.0138
79410 | jul | 9.3302 | 1.8779 | 7.4523 | 56.0827
79411 | jul | 9.3206 | 1.8719 | 7.4487 | 56.0244
79412 | jul | 9.3247 | 1.8676 | 7.4571 | 56.0824
79413 | jul | 9.3308 | 1.8734 | 7.4574 | 56.1457
79414 | jul | 9.3359 | 1.8793 | 7.4565 | 56.209
79415 | jul | 9.3148 | 1.8996 | 7.4152 | 55.6903
79416 | jul | 9.339 | 1.8942 | 7.4447 | 56.2357
79423 | jul | 9.3501 | 1.8503 | 7.4998 | 56.3392
79424 | jul | 9.3288 | 1.8693 | 7.4595 | 56.5027
79501 | jul | 10.0066 | 1.4603 | 8.5463 | 53.416
79502 | jul | 10.0489 | 1.5091 | 8.5398 | 54.9412
79503 | jul | 10.03 | 1.512 | 8.5179 | 52.0225
79504 | jul | 9.6027 | 1.5188 | 8.0839 | 48.2111
79506 | jul | 9.6057 | 1.2732 | 8.3325 | 53.5638
79508 | jul | 9.7402 | 1.3941 | 8.3461 | 52.1044
79510 | jul | 9.6126 | 1.4782 | 8.1344 | 49.5481
79511 | jul | 9.8205 | 1.3523 | 8.4682 | 59.9397
79512 | jul | 9.8782 | 1.354 | 8.5242 | 58.0977
79517 | jul | 9.7317 | 1.574 | 8.1577 | 57.6793
79518 | jul | 9.9198 | 1.5507 | 8.3691 | 55.7617
79519 | jul | 9.522 | 1.3278 | 8.1943 | 50.1759
79520 | jul | 10.0227 | 1.4594 | 8.5633 | 54.5605
79521 | jul | 10.1124 | 1.5522 | 8.5601 | 50.9242
79525 | jul | 10.008 | 1.4379 | 8.57 | 53.3158
79526 | jul | 9.7919 | 1.4932 | 8.2987 | 56.4303
79527 | jul | 9.867 | 1.4444 | 8.4226 | 58.999
79528 | jul | 9.9805 | 1.5258 | 8.4548 | 55.8525
79529 | jul | 10.2316 | 1.5582 | 8.6735 | 52.223
79530 | jul | 9.5941 | 1.336 | 8.2582 | 51.0719
79532 | jul | 9.8146 | 1.2994 | 8.5152 | 57.0629
79533 | jul | 9.9835 | 1.5392 | 8.4443 | 51.3214
79534 | jul | 9.9826 | 1.4425 | 8.5401 | 54.9451
79535 | jul | 9.6257 | 1.2967 | 8.329 | 54.768
79536 | jul | 9.8743 | 1.3744 | 8.5 | 53.7693
79537 | jul | 9.6409 | 1.3913 | 8.2496 | 52.7483
79538 | jul | 9.4696 | 1.2869 | 8.1827 | 49.9343
79539 | jul | 10.1982 | 1.5518 | 8.6464 | 52.3489
79540 | jul | 10.1146 | 1.5278 | 8.5868 | 54.0117
79541 | jul | 9.643 | 1.3463 | 8.2967 | 51.6154
79543 | jul | 9.867 | 1.4492 | 8.4178 | 55.5612
79544 | jul | 10.1739 | 1.5519 | 8.622 | 52.2313
79545 | jul | 9.6711 | 1.4071 | 8.264 | 54.656
79546 | jul | 9.9181 | 1.4783 | 8.4397 | 56.0391
79547 | jul | 10.1508 | 1.5327 | 8.6181 | 52.7769
79548 | jul | 10.1187 | 1.5037 | 8.615 | 53.0157
79549 | jul | 9.8534 | 1.5436 | 8.3098 | 56.688
79553 | jul | 10.036 | 1.5169 | 8.5191 | 51.878
79556 | jul | 9.7892 | 1.397 | 8.3922 | 54.3642
79560 | jul | 9.9562 | 1.4234 | 8.5328 | 54.7287
79561 | jul | 9.8833 | 1.3657 | 8.5175 | 54.2272
79562 | jul | 9.6541 | 1.3581 | 8.296 | 52.0422
79563 | jul | 9.8669 | 1.3657 | 8.5011 | 53.3854
79565 | jul | 9.8577 | 1.2785 | 8.5792 | 59.2404
79566 | jul | 9.6329 | 1.1852 | 8.4477 | 53.5235
79567 | jul | 9.5848 | 1.1837 | 8.401 | 52.4117
79601 | jul | 9.9228 | 1.4861 | 8.4367 | 52.0829
79602 | jul | 9.7254 | 1.4499 | 8.2755 | 51.3098
79603 | jul | 9.826 | 1.381 | 8.445 | 53.0155
79605 | jul | 9.9022 | 1.4003 | 8.502 | 53.3775
79606 | jul | 9.809 | 1.3891 | 8.4199 | 52.756
79607 | jul | 9.8794 | 1.3805 | 8.4989 | 53.3836
79698 | jul | 9.9309 | 1.4317 | 8.4992 | 53.0721
79699 | jul | 9.9024 | 1.4437 | 8.4586 | 52.7523
79701 | jul | 9.824 | 1.2186 | 8.6054 | 64.5794
79703 | jul | 9.8312 | 1.2127 | 8.6185 | 64.8715
79705 | jul | 9.8103 | 1.2569 | 8.5534 | 64.1857
79706 | jul | 9.7961 | 1.1563 | 8.6398 | 64.3588
79707 | jul | 9.836 | 1.254 | 8.5821 | 65.0456
79713 | jul | 9.6449 | 1.5425 | 8.1024 | 60.59
79714 | jun | 9.8983 | 1.5947 | 8.3036 | 64.7564
79718 | jun | 10.4016 | 1.035 | 9.3666 | 70.5274
79719 | jun | 10.684 | 0.9638 | 9.7202 | 73.7034
79720 | jul | 9.7487 | 1.349 | 8.3997 | 60.4502
79730 | jun | 10.4736 | 1.053 | 9.4206 | 72.3939
79731 | jul | 9.9525 | 0.91783 | 9.0346 | 69.5585
79734 | jun | 9.5314 | 1.5408 | 7.9906 | 60.8438
79735 | jun | 9.8515 | 1.3565 | 8.495 | 66.369
79738 | jul | 9.7391 | 1.514 | 8.2251 | 59.509
79739 | jul | 9.6834 | 1.2574 | 8.4261 | 60.8787
79741 | jun | 10.0429 | 1.3438 | 8.6992 | 67.0739
79742 | jun | 10.4716 | 1.0543 | 9.4173 | 72.435
79743 | jun | 10.3207 | 1.1001 | 9.2206 | 71.3592
79744 | jul | 9.6554 | 0.80438 | 8.851 | 65.9626
79745 | jun | 10.3358 | 1.254 | 9.0818 | 69.7968
79748 | jul | 9.7567 | 1.3956 | 8.361 | 61.1383
79749 | jul | 9.7905 | 1.4131 | 8.3774 | 61.8389
79752 | jul | 9.7773 | 0.89304 | 8.8843 | 66.6043
79754 | jun | 10.5552 | 1.0885 | 9.4667 | 71.491
79755 | jul | 9.6636 | 0.96791 | 8.6957 | 64.2537
79756 | jun | 10.5031 | 1.0774 | 9.4257 | 72.228
79758 | jul | 9.804 | 1.3084 | 8.4956 | 65.6596
79761 | jul | 9.8144 | 1.1829 | 8.6315 | 66.1194
79762 | jul | 9.8188 | 1.2119 | 8.6069 | 66.0309
79763 | jun | 10.0042 | 1.2505 | 8.7537 | 67.4245
79764 | jun | 9.9367 | 1.33 | 8.6067 | 66.3978
79765 | jul | 9.8212 | 1.2277 | 8.5936 | 65.8534
79766 | jul | 9.8052 | 1.1307 | 8.6746 | 66.2895
79772 | jun | 10.6338 | 0.93675 | 9.697 | 72.5146
79777 | jun | 10.6987 | 0.98335 | 9.7153 | 73.4531
79781 | jul | 9.5286 | 0.87259 | 8.656 | 64.6791
79782 | jul | 9.7991 | 1.3309 | 8.4681 | 63.2546
79783 | jul | 9.7489 | 1.4594 | 8.2895 | 62.605
79789 | jun | 10.583 | 1.1128 | 9.4702 | 72.2337
79821 | jun | 11.1978 | 0.38216 | 10.8157 | 72.7929
79830 | jun | 9.978 | 1.4355 | 8.5425 | 68.0016
79832 | apr | 7.9969 | 0.28674 | 7.7102 | 60.4264
79834 | jun | 10.2112 | 1.1887 | 9.0226 | 72.9704
79835 | jun | 11.2007 | 0.39385 | 10.8068 | 72.8401
79836 | jun | 11.439 | 0.45731 | 10.9817 | 76.497
79837 | jun | 10.6451 | 0.79305 | 9.8521 | 68.3914
79839 | jun | 10.8289 | 0.68332 | 10.1456 | 70.6517
79842 | jun | 9.7747 | 1.4552 | 8.3194 | 66.3447
79843 | jun | 10.3109 | 1.2653 | 9.0456 | 70.081
79847 | jun | 10.3979 | 0.99674 | 9.4011 | 67.3943
79849 | jun | 11.5282 | 0.40237 | 11.1259 | 77.1474
79851 | jun | 10.5926 | 0.86052 | 9.7321 | 69.3845
79852 | jun | 10.6733 | 1.096 | 9.5773 | 76.8003
79854 | jun | 10.0513 | 1.2324 | 8.8189 | 65.7077
79855 | jun | 10.3607 | 1.0263 | 9.3343 | 68.1666
79901 | jun | 11.3402 | 0.38502 | 10.9551 | 74.6835
79902 | jun | 11.2949 | 0.38839 | 10.9065 | 74.2169
79903 | jun | 11.3492 | 0.39355 | 10.9557 | 74.6245
79904 | jun | 11.2354 | 0.40883 | 10.8266 | 73.4459
79905 | jun | 11.3914 | 0.3901 | 11.0013 | 75.0236
79906 | jun | 11.3213 | 0.41255 | 10.9088 | 74.3337
79907 | jun | 11.4384 | 0.40575 | 11.0327 | 75.675
79908 | jun | 11.3066 | 0.41353 | 10.8931 | 74.1692
79912 | jun | 11.2341 | 0.39046 | 10.8437 | 73.3936
79915 | jun | 11.4308 | 0.39601 | 11.0348 | 75.4298
79916 | jun | 11.1722 | 0.4879 | 10.6843 | 72.6369
79918 | jun | 11.2888 | 0.41693 | 10.8718 | 74.0034
79922 | jun | 11.2345 | 0.38233 | 10.8522 | 73.5959
79924 | jun | 11.1574 | 0.42496 | 10.7324 | 72.6423
79925 | jun | 11.3613 | 0.40851 | 10.9528 | 74.7326
79927 | jun | 11.4772 | 0.40874 | 11.0685 | 76.3477
79928 | jun | 11.2578 | 0.48724 | 10.7705 | 74.3741
79930 | jun | 11.2902 | 0.39687 | 10.8933 | 74.0514
79932 | jun | 11.2199 | 0.37492 | 10.845 | 73.2299
79934 | jun | 11.1417 | 0.43123 | 10.7104 | 72.4332
79935 | jun | 11.3932 | 0.41242 | 10.9808 | 75.1004
79936 | jun | 11.3888 | 0.42135 | 10.9674 | 75.127
79938 | jun | 10.9115 | 0.5981 | 10.3134 | 70.1794
79968 | jun | 11.301 | 0.38585 | 10.9152 | 74.3336
80002 | jul | 8.2523 | 1.778 | 6.4743 | 40.9134
80003 | jul | 8.3622 | 1.7375 | 6.6246 | 41.7358
80004 | jul | 8.1888 | 1.7791 | 6.4097 | 40.2988
80005 | jul | 8.1827 | 1.76 | 6.4227 | 40.1042
80007 | jul | 7.941 | 1.811 | 6.1301 | 37.9841
80010 | jul | 8.4542 | 1.879 | 6.5753 | 42.5586
80011 | jul | 8.4157 | 1.9308 | 6.4849 | 42.2155
80012 | jul | 8.4044 | 1.9408 | 6.4636 | 42.1916
80013 | jul | 8.3354 | 2.0272 | 6.3081 | 41.5927
80014 | jul | 8.3652 | 1.9863 | 6.3789 | 41.9215
80015 | jul | 8.3007 | 2.0662 | 6.2344 | 41.3421
80016 | jul | 8.2437 | 2.1256 | 6.1181 | 40.9231
80017 | jul | 8.3774 | 1.9774 | 6.4 | 41.9264
80018 | jul | 8.332 | 2.0298 | 6.3022 | 41.573
80019 | jul | 8.4126 | 1.9273 | 6.4853 | 42.22
80020 | jul | 8.3416 | 1.6789 | 6.6627 | 41.2573
80021 | jul | 8.1674 | 1.7341 | 6.4334 | 39.7702
80022 | jul | 8.4731 | 1.8097 | 6.6633 | 42.7758
80023 | jul | 8.4249 | 1.6605 | 6.7644 | 42.0698
80026 | jul | 8.3497 | 1.6292 | 6.7206 | 41.2269
80027 | jul | 8.1607 | 1.7031 | 6.4576 | 39.5234
80030 | jul | 8.3868 | 1.7411 | 6.6457 | 41.9481
80031 | jul | 8.3808 | 1.7123 | 6.6685 | 41.7715
80033 | jul | 8.2419 | 1.7917 | 6.4502 | 40.9125
80101 | jul | 8.4098 | 2.2037 | 6.2062 | 42.3721
80102 | jul | 8.3745 | 2.0227 | 6.3518 | 42.0334
80103 | jul | 8.5464 | 1.9369 | 6.6095 | 43.4483
80104 | jun | 7.3687 | 1.6586 | 5.7102 | 38.5587
80105 | jul | 8.5099 | 2.0665 | 6.4433 | 43.0562
80106 | jun | 7.3383 | 1.793 | 5.5453 | 38.2772
80107 | jun | 7.4087 | 1.6905 | 5.7181 | 39.2634
80108 | jun | 7.5637 | 1.5469 | 6.0168 | 40.2077
80109 | jun | 7.4712 | 1.5804 | 5.8908 | 39.3678
80110 | jul | 8.3528 | 1.9131 | 6.4397 | 42.0301
80111 | jul | 8.3368 | 2.0162 | 6.3206 | 41.8052
80112 | jun | 7.6969 | 1.4448 | 6.2521 | 41.409
80113 | jul | 8.365 | 1.9412 | 6.4238 | 42.0964
80116 | jun | 7.3457 | 1.6993 | 5.6464 | 38.4588
80117 | jun | 7.49 | 1.7198 | 5.7702 | 39.793
80118 | jun | 7.1128 | 1.6767 | 5.4361 | 36.3857
80120 | jul | 8.3167 | 1.972 | 6.3447 | 41.8292
80121 | jul | 8.3405 | 1.9802 | 6.3603 | 41.953
80122 | jun | 7.7398 | 1.4084 | 6.3315 | 41.7748
80123 | jul | 8.2959 | 1.9246 | 6.3713 | 41.6636
80124 | jun | 7.6439 | 1.4696 | 6.1743 | 40.896
80125 | jun | 7.4732 | 1.4935 | 5.9797 | 39.5822
80126 | jun | 7.6866 | 1.4377 | 6.2489 | 41.2987
80127 | jun | 7.245 | 1.4901 | 5.7549 | 37.7919
80128 | jul | 8.2459 | 1.9743 | 6.2716 | 41.3508
80129 | jun | 7.6626 | 1.4371 | 6.2255 | 41.1879
80130 | jun | 7.7007 | 1.44 | 6.2607 | 41.3582
80132 | jun | 7.0355 | 1.725 | 5.3104 | 35.6841
80133 | jun | 6.9907 | 1.6868 | 5.3038 | 35.3559
80134 | jun | 7.5584 | 1.5542 | 6.0042 | 40.2798
80135 | jun | 6.8952 | 1.5206 | 5.3746 | 34.7205
80136 | jul | 8.4895 | 1.9351 | 6.5544 | 42.9698
80137 | jul | 8.3386 | 2.0139 | 6.3247 | 41.7135
80138 | jun | 7.5207 | 1.5882 | 5.9325 | 40.1941
80202 | jul | 8.4212 | 1.805 | 6.6161 | 42.3936
80203 | jul | 8.4213 | 1.8308 | 6.5905 | 42.4159
80204 | jul | 8.3971 | 1.813 | 6.5841 | 42.2522
80205 | jul | 8.4493 | 1.8098 | 6.6395 | 42.577
80206 | jul | 8.4437 | 1.8414 | 6.6022 | 42.5599
80207 | jul | 8.4812 | 1.8233 | 6.6579 | 42.7983
80208 | jul | 8.3957 | 1.8959 | 6.4999 | 42.2759
80209 | jul | 8.416 | 1.8643 | 6.5517 | 42.3925
80210 | jul | 8.3941 | 1.8978 | 6.4962 | 42.2653
80211 | jul | 8.4043 | 1.7862 | 6.618 | 42.2451
80212 | jul | 8.3792 | 1.775 | 6.6042 | 42.054
80214 | jul | 8.3578 | 1.7905 | 6.5672 | 41.9771
80215 | jul | 8.2072 | 1.8197 | 6.3875 | 40.7289
80216 | jul | 8.4541 | 1.7942 | 6.6599 | 42.5905
80218 | jul | 8.4312 | 1.8342 | 6.597 | 42.4753
80219 | jul | 8.3671 | 1.8497 | 6.5173 | 42.0903
80220 | jul | 8.4665 | 1.8528 | 6.6137 | 42.6989
80221 | jul | 8.41 | 1.7576 | 6.6524 | 42.1949
80222 | jul | 8.403 | 1.9226 | 6.4804 | 42.3214
80223 | jul | 8.3865 | 1.8614 | 6.5252 | 42.2113
80224 | jul | 8.4277 | 1.9047 | 6.523 | 42.4648
80225 | jul | 8.1652 | 1.8511 | 6.3141 | 40.4489
80226 | jul | 8.29 | 1.8326 | 6.4574 | 41.4788
80227 | jul | 8.1683 | 1.8992 | 6.2691 | 40.5844
80228 | jul | 7.9934 | 1.9106 | 6.0829 | 39.1064
80229 | jul | 8.4538 | 1.7419 | 6.7119 | 42.5533
80230 | jul | 8.4485 | 1.8843 | 6.5641 | 42.5607
80231 | jul | 8.3966 | 1.9445 | 6.4521 | 42.2275
80232 | jul | 8.2756 | 1.8546 | 6.421 | 41.3977
80233 | jul | 8.4657 | 1.7113 | 6.7544 | 42.6542
80234 | jul | 8.4137 | 1.694 | 6.7197 | 42.0486
80235 | jul | 8.2479 | 1.8997 | 6.3483 | 41.2473
80236 | jul | 8.3455 | 1.8929 | 6.4526 | 41.9862
80237 | jul | 8.3735 | 1.9689 | 6.4047 | 42.1115
80238 | jul | 8.476 | 1.8418 | 6.6343 | 42.7388
80239 | jul | 8.4597 | 1.8562 | 6.6034 | 42.599
80241 | jul | 8.462 | 1.6923 | 6.7696 | 42.5668
80246 | jul | 8.4322 | 1.8806 | 6.5516 | 42.4944
80247 | jul | 8.4205 | 1.9175 | 6.503 | 42.3679
80249 | jul | 8.4432 | 1.871 | 6.5723 | 42.5166
80260 | jul | 8.4117 | 1.7233 | 6.6885 | 42.1079
80262 | jul | 8.4573 | 1.8497 | 6.6076 | 42.6478
80301 | jul | 8.209 | 1.6417 | 6.5672 | 39.4322
80302 | jul | 7.2436 | 1.7334 | 5.5101 | 31.693
80303 | jul | 7.9674 | 1.7332 | 6.2343 | 37.7192
80304 | jul | 7.8007 | 1.6836 | 6.1172 | 35.9384
80305 | jul | 7.9216 | 1.7296 | 6.1921 | 37.1555
80309 | jul | 7.9094 | 1.7065 | 6.2029 | 36.9158
80401 | jul | 7.6204 | 1.9495 | 5.6709 | 35.9618
80403 | jul | 6.8641 | 1.8444 | 5.0196 | 29.2177
80421 | jun | 5.8835 | 1.3834 | 4.5002 | 25.4768
80422 | jul | 6.5092 | 1.8486 | 4.6606 | 26.4789
80423 | jul | 6.9323 | 1.4257 | 5.5066 | 27.0797
80424 | jun | 5.5942 | 1.2777 | 4.3165 | 21.0386
80428 | jul | 6.8577 | 1.2749 | 5.5828 | 24.4902
80430 | jul | 6.633 | 1.3498 | 5.2833 | 23.6564
80433 | jun | 6.7861 | 1.5069 | 5.2793 | 33.819
80435 | jun | 5.5812 | 1.3044 | 4.2768 | 21.5247
80439 | jul | 6.8174 | 1.9988 | 4.8187 | 29.5109
80440 | jun | 5.9704 | 1.1523 | 4.8181 | 24.8815
80442 | jul | 6.1384 | 1.7286 | 4.4098 | 22.5565
80443 | jun | 5.6369 | 1.2125 | 4.4244 | 21.1667
80446 | jul | 6.2253 | 1.6277 | 4.5975 | 22.6449
80447 | jul | 6.1024 | 1.6044 | 4.4979 | 21.5351
80449 | jun | 6.3747 | 1.0445 | 5.3303 | 29.7011
80451 | jul | 6.4479 | 1.426 | 5.0218 | 23.7435
80452 | jun | 5.5994 | 1.4328 | 4.1667 | 22.3734
80455 | jul | 6.804 | 1.7491 | 5.0549 | 28.1408
80456 | jun | 5.883 | 1.2583 | 4.6246 | 25.0982
80459 | jul | 6.7159 | 1.3891 | 5.3268 | 24.705
80461 | jun | 5.6766 | 1.1905 | 4.4861 | 20.0018
80463 | jul | 7.3006 | 1.3378 | 5.9628 | 29.2345
80465 | jul | 7.5361 | 2.0611 | 5.4751 | 35.723
80466 | jul | 6.3475 | 1.8036 | 4.5439 | 24.5688
80467 | jul | 7.1041 | 1.3731 | 5.731 | 25.1645
80468 | jul | 6.4174 | 1.5088 | 4.9087 | 23.9039
80470 | jun | 6.5104 | 1.4548 | 5.0555 | 31.5315
80478 | jul | 6.232 | 1.6253 | 4.6067 | 22.8855
80479 | jul | 6.96 | 1.42 | 5.54 | 25.2251
80480 | jul | 6.5483 | 1.3364 | 5.2119 | 24.4671
80481 | jul | 6.4692 | 1.7845 | 4.6847 | 25.2566
80482 | jul | 6.0981 | 1.7789 | 4.3191 | 22.2702
80487 | jul | 7.2335 | 1.3177 | 5.9158 | 25.6488
80498 | jun | 5.8622 | 1.1509 | 4.7113 | 23.6403
80501 | jul | 8.3863 | 1.5766 | 6.8097 | 41.4875
80503 | jul | 8.1652 | 1.6058 | 6.5594 | 39.1788
80504 | jul | 8.4478 | 1.5896 | 6.8582 | 42.1081
80510 | jul | 6.4122 | 1.7376 | 4.6747 | 24.914
80512 | jul | 6.554 | 1.6478 | 4.9062 | 26.5773
80513 | jul | 8.2636 | 1.5812 | 6.6824 | 40.4873
80514 | jul | 8.5038 | 1.6276 | 6.8762 | 42.6522
80515 | jul | 7.0179 | 1.6901 | 5.3279 | 30.2818
80516 | jul | 8.4511 | 1.6207 | 6.8305 | 42.2397
80517 | jul | 6.1901 | 1.7048 | 4.4853 | 23.1444
80520 | jul | 8.5334 | 1.6252 | 6.9081 | 42.8899
80521 | jul | 8.0499 | 1.5834 | 6.4665 | 39.5158
80523 | jul | 8.2633 | 1.5307 | 6.7327 | 41.3052
80524 | jul | 8.1542 | 1.6013 | 6.5529 | 40.64
80525 | jul | 8.2949 | 1.5546 | 6.7403 | 41.4832
80526 | jul | 8.0873 | 1.5816 | 6.5057 | 39.5682
80528 | jul | 8.316 | 1.5683 | 6.7477 | 41.6618
80530 | jul | 8.5287 | 1.6272 | 6.9014 | 42.8333
80534 | jul | 8.456 | 1.5869 | 6.8691 | 42.5612
80535 | jul | 7.7855 | 1.6592 | 6.1263 | 37.6228
80536 | jul | 7.181 | 1.7007 | 5.4803 | 32.6929
80537 | jul | 7.9567 | 1.6143 | 6.3424 | 38.0489
80538 | jul | 7.9526 | 1.621 | 6.3315 | 38.2967
80540 | jul | 6.8879 | 1.7071 | 5.1808 | 28.803
80542 | jul | 8.4698 | 1.5794 | 6.8905 | 42.3135
80543 | jul | 8.4771 | 1.6088 | 6.8683 | 42.7955
80545 | jul | 6.4593 | 1.4693 | 4.99 | 26.0507
80547 | jul | 8.3051 | 1.5889 | 6.7162 | 41.7086
80549 | jul | 7.7948 | 1.7308 | 6.0639 | 37.8862
80550 | jul | 8.347 | 1.6037 | 6.7433 | 42.0377
80601 | jul | 8.5012 | 1.7325 | 6.7687 | 42.9694
80602 | jul | 8.4971 | 1.6881 | 6.809 | 42.8557
80603 | jul | 8.4942 | 1.7424 | 6.7518 | 42.9283
80610 | jul | 8.2485 | 1.7991 | 6.4494 | 40.8206
80611 | jul | 8.3438 | 1.8982 | 6.4457 | 41.0074
80612 | jul | 7.8269 | 1.7827 | 6.0442 | 38.23
80615 | jul | 8.3941 | 1.7033 | 6.6908 | 42.1358
80620 | jul | 8.5256 | 1.648 | 6.8776 | 43.104
80621 | jul | 8.5238 | 1.6719 | 6.8519 | 43.0217
80624 | jul | 8.4784 | 1.7347 | 6.7437 | 42.6767
80631 | jul | 8.4785 | 1.6649 | 6.8137 | 42.8435
80634 | jul | 8.489 | 1.6282 | 6.8608 | 42.8768
80639 | jul | 8.5199 | 1.6487 | 6.8712 | 43.0965
80640 | jul | 8.4912 | 1.7419 | 6.7494 | 42.9287
80642 | jul | 8.4891 | 1.7604 | 6.7287 | 43.0217
80643 | jul | 8.5529 | 1.7525 | 6.8004 | 43.364
80644 | jul | 8.5652 | 1.7276 | 6.8376 | 43.2313
80645 | jul | 8.5341 | 1.6705 | 6.8637 | 43.2491
80648 | jul | 8.0098 | 1.8017 | 6.2081 | 39.2939
80649 | jul | 8.5663 | 1.773 | 6.7934 | 43.0657
80650 | jul | 8.235 | 1.7077 | 6.5273 | 41.0581
80651 | jul | 8.5377 | 1.6298 | 6.9079 | 43.0514
80652 | jul | 8.6257 | 1.742 | 6.8837 | 43.7694
80653 | jul | 8.5539 | 1.7895 | 6.7644 | 42.8577
80654 | jul | 8.6284 | 1.7323 | 6.8961 | 44.0437
80701 | jul | 8.6273 | 1.8189 | 6.8084 | 43.5613
80705 | jul | 8.6837 | 1.6978 | 6.986 | 44.0032
80720 | jul | 8.4473 | 2.4248 | 6.0225 | 40.6285
80721 | jul | 8.3885 | 2.5678 | 5.8207 | 37.3262
80722 | jul | 8.5253 | 2.5048 | 6.0204 | 40.0839
80723 | jul | 8.6264 | 2.0091 | 6.6173 | 42.9681
80726 | jul | 8.4408 | 2.5691 | 5.8717 | 37.9377
80727 | jul | 8.4419 | 2.5149 | 5.927 | 39.1759
80728 | aug | 7.3172 | 1.5985 | 5.7187 | 38.0186
80729 | jul | 8.1076 | 2.0951 | 6.0125 | 38.5788
80731 | jul | 8.3897 | 2.6515 | 5.7382 | 37.8836
80733 | jul | 8.5809 | 2.231 | 6.3499 | 41.6324
80734 | jul | 8.3833 | 2.5951 | 5.7883 | 37.6467
80735 | jul | 8.5359 | 2.2495 | 6.2864 | 40.2207
80736 | aug | 7.3825 | 1.5446 | 5.8379 | 38.4168
80737 | jul | 8.3667 | 2.5282 | 5.8385 | 37.3754
80740 | jul | 8.4692 | 2.2339 | 6.2354 | 41.9617
80741 | jul | 8.4616 | 2.3589 | 6.1026 | 40.1421
80742 | jul | 8.2687 | 2.2159 | 6.0529 | 39.1269
80743 | jul | 8.397 | 2.659 | 5.7381 | 39.1274
80744 | jul | 8.382 | 2.5283 | 5.8537 | 37.9104
80745 | jul | 8.2683 | 2.5382 | 5.7301 | 37.7523
80747 | aug | 7.2427 | 1.5313 | 5.7114 | 37.3054
80749 | jul | 8.4389 | 2.5407 | 5.8982 | 37.9765
80750 | jul | 8.5194 | 2.0938 | 6.4256 | 41.6386
80751 | jul | 8.4321 | 2.569 | 5.8631 | 39.1311
80754 | jul | 8.3418 | 2.2922 | 6.0496 | 39.444
80755 | jul | 8.454 | 2.4025 | 6.0515 | 39.4742
80757 | jul | 8.6104 | 2.0616 | 6.5488 | 43.2102
80758 | jul | 8.4411 | 2.534 | 5.9071 | 38.3913
80759 | jul | 8.4436 | 2.5444 | 5.8992 | 39.3693
80801 | jul | 8.4429 | 2.3259 | 6.117 | 41.2501
80802 | jul | 8.8328 | 2.1626 | 6.6702 | 43.1457
80804 | jul | 8.5002 | 2.2537 | 6.2465 | 42.4774
80805 | jul | 8.5951 | 2.0362 | 6.559 | 42.0889
80807 | jul | 8.5913 | 2.0578 | 6.5335 | 41.3839
80808 | jun | 7.6588 | 1.7579 | 5.9009 | 40.9091
80809 | jun | 6.6932 | 1.6249 | 5.0683 | 32.8635
80810 | jul | 8.804 | 2.1808 | 6.6232 | 43.7376
80812 | jul | 8.4687 | 2.3092 | 6.1595 | 41.3785
80813 | jun | 6.5442 | 1.453 | 5.0913 | 31.6573
80814 | jun | 6.4923 | 1.4969 | 4.9954 | 31.1461
80815 | jul | 8.5553 | 2.2373 | 6.318 | 42.558
80816 | jun | 6.6596 | 1.4283 | 5.2312 | 32.6801
80817 | jun | 8.3119 | 1.572 | 6.7399 | 46.06
80818 | jul | 8.4507 | 2.2386 | 6.212 | 42.2883
80820 | jun | 6.4416 | 1.1612 | 5.2804 | 30.5986
80821 | jul | 8.7085 | 2.1926 | 6.5159 | 44.9011
80822 | jul | 8.4861 | 2.2747 | 6.2114 | 41.0655
80823 | jul | 8.9908 | 2.1196 | 6.8712 | 47.4711
80824 | jul | 8.5315 | 2.2287 | 6.3028 | 40.8833
80825 | jul | 8.876 | 2.1878 | 6.6882 | 45.2334
80827 | jun | 6.3271 | 1.3024 | 5.0247 | 29.8174
80828 | jul | 8.469 | 2.2305 | 6.2385 | 42.8625
80829 | jun | 6.7687 | 1.633 | 5.1357 | 33.4843
80830 | jun | 7.7825 | 1.6571 | 6.1254 | 42.6093
80831 | jun | 7.4892 | 1.8328 | 5.6564 | 39.2653
80832 | jun | 7.7862 | 1.6598 | 6.1264 | 42.4012
80833 | jun | 8.1882 | 1.491 | 6.6972 | 45.9092
80834 | jul | 8.5869 | 2.2013 | 6.3856 | 42.5726
80835 | jun | 7.6878 | 1.7071 | 5.9807 | 41.4734
80836 | jul | 8.5897 | 2.1069 | 6.4828 | 42.2167
80840 | jun | 7.0962 | 1.7294 | 5.3668 | 36.204
80861 | jul | 8.5929 | 2.1717 | 6.4212 | 42.429
80863 | jun | 6.5815 | 1.572 | 5.0094 | 31.8797
80864 | jun | 8.1238 | 1.5625 | 6.5614 | 44.9148
80902 | jun | 7.6403 | 1.6749 | 5.9654 | 40.2667
80903 | jun | 7.4234 | 1.7293 | 5.6941 | 38.6479
80904 | jun | 7.0945 | 1.692 | 5.4026 | 36.1987
80905 | jun | 7.3221 | 1.703 | 5.6191 | 37.8469
80906 | jun | 7.0981 | 1.6483 | 5.4497 | 36.0583
80907 | jun | 7.3403 | 1.7482 | 5.592 | 38.0739
80908 | jun | 7.2801 | 1.8176 | 5.4625 | 37.5297
80909 | jun | 7.6325 | 1.7805 | 5.8519 | 40.2686
80910 | jun | 7.7276 | 1.7517 | 5.976 | 40.961
80911 | jun | 8.0576 | 1.7353 | 6.3223 | 43.5594
80913 | jun | 8.0514 | 1.5462 | 6.5052 | 44.0268
80914 | jun | 7.8389 | 1.7931 | 6.0458 | 41.8748
80915 | jun | 7.7615 | 1.8107 | 5.9508 | 41.2709
80916 | jun | 7.9072 | 1.7762 | 6.131 | 42.3957
80917 | jun | 7.6459 | 1.8271 | 5.8188 | 40.3893
80918 | jun | 7.4695 | 1.8095 | 5.6599 | 39.0713
80919 | jun | 7.1754 | 1.7339 | 5.4415 | 36.868
80920 | jun | 7.403 | 1.8135 | 5.5895 | 38.5383
80921 | jun | 6.9225 | 1.6799 | 5.2426 | 34.7602
80922 | jun | 7.6436 | 1.8384 | 5.8053 | 40.3647
80923 | jun | 7.5406 | 1.8512 | 5.6894 | 39.5713
80924 | jun | 7.4458 | 1.8372 | 5.6086 | 38.8311
80925 | jun | 8.076 | 1.7226 | 6.3534 | 43.9239
80926 | jun | 7.3961 | 1.5876 | 5.8085 | 38.6925
80927 | jun | 7.5337 | 1.858 | 5.6757 | 39.4913
80928 | jun | 8.3488 | 1.5132 | 6.8355 | 46.7772
80929 | jun | 7.8309 | 1.7945 | 6.0364 | 41.9462
80930 | jun | 7.8997 | 1.7521 | 6.1476 | 42.6714
80951 | jun | 7.6257 | 1.8429 | 5.7828 | 40.2172
81001 | jun | 9.1178 | 1.1192 | 7.9986 | 53.1389
81003 | jun | 9.09 | 1.1143 | 7.9758 | 52.9781
81004 | jun | 8.658 | 1.1209 | 7.5371 | 50.0069
81005 | jun | 8.7593 | 1.1194 | 7.6399 | 50.9084
81006 | jun | 9.1829 | 1.0776 | 8.1052 | 53.8047
81007 | jun | 8.6666 | 1.256 | 7.4106 | 49.7644
81008 | jun | 8.7218 | 1.3149 | 7.407 | 49.8465
81019 | jun | 8.4104 | 1.14 | 7.2704 | 48.2825
81020 | jun | 7.9432 | 1.2738 | 6.6694 | 43.3462
81021 | jun | 8.7502 | 1.2983 | 7.4519 | 51.1735
81022 | jun | 9.0428 | 1.0835 | 7.9593 | 53.0227
81023 | jun | 7.9943 | 1.1848 | 6.8096 | 44.6316
81025 | jun | 8.9053 | 1.2012 | 7.7041 | 51.6656
81027 | jun | 8.5309 | 1.297 | 7.2339 | 50.2788
81029 | jul | 9.4912 | 2.4792 | 7.0121 | 50.3405
81036 | jul | 9.2449 | 2.171 | 7.0739 | 47.9767
81039 | jun | 9.0572 | 1.0729 | 7.9843 | 53.6331
81040 | jun | 7.0681 | 1.0917 | 5.9764 | 36.2104
81041 | jul | 9.5585 | 2.0557 | 7.5028 | 49.9122
81043 | jul | 9.4922 | 1.9636 | 7.5286 | 48.4933
81044 | jul | 9.6483 | 1.9945 | 7.6538 | 52.2027
81045 | jul | 9.2392 | 2.1078 | 7.1314 | 49.1362
81047 | jul | 9.5163 | 2.0118 | 7.5045 | 48.7589
81049 | jun | 8.5228 | 1.4108 | 7.1121 | 50.212
81050 | jun | 9.0596 | 1.1042 | 7.9554 | 54.4794
81052 | jul | 9.5343 | 2.0583 | 7.4761 | 50.5703
81054 | jul | 9.5697 | 2.0349 | 7.5348 | 52.7544
81055 | jun | 7.2347 | 1.2053 | 6.0294 | 36.9637
81057 | jul | 9.5206 | 2.0398 | 7.4808 | 50.9232
81058 | jun | 9.122 | 1.0603 | 8.0617 | 54.5277
81059 | jun | 8.8386 | 1.1324 | 7.7063 | 52.3561
81062 | jun | 8.8837 | 1.1758 | 7.7079 | 52.0047
81063 | jun | 8.7439 | 1.2321 | 7.5118 | 51.0063
81064 | jun | 8.457 | 1.618 | 6.839 | 49.7894
81067 | jun | 9.0815 | 1.0519 | 8.0296 | 54.6632
81069 | jun | 8.0863 | 1.17 | 6.9163 | 45.2455
81071 | jul | 9.1332 | 2.1313 | 7.0019 | 45.85
81073 | jul | 9.3797 | 2.356 | 7.0238 | 50.3755
81076 | jun | 8.8139 | 1.1983 | 7.6156 | 51.7735
81081 | jun | 8.4042 | 1.2875 | 7.1167 | 48.6508
81082 | jun | 8.2447 | 1.3156 | 6.9291 | 46.2042
81084 | jul | 9.4945 | 2.2099 | 7.2845 | 50.1352
81087 | jul | 9.5292 | 2.3059 | 7.2233 | 50.3798
81089 | jun | 8.2103 | 1.1619 | 7.0484 | 46.3885
81090 | jul | 9.5911 | 2.2654 | 7.3257 | 50.0704
81091 | jun | 7.208 | 1.3645 | 5.8436 | 35.378
81092 | jul | 9.5054 | 2.0575 | 7.4479 | 50.1744
81101 | jun | 7.8637 | 0.5573 | 7.3064 | 45.8301
81102 | jun | 7.9589 | 0.50745 | 7.4515 | 46.9879
81120 | jun | 6.8967 | 0.80668 | 6.09 | 31.1943
81121 | jun | 8.5247 | 0.49244 | 8.0322 | 41.3085
81122 | jun | 7.4269 | 0.76639 | 6.6605 | 29.4598
81123 | jun | 7.6393 | 0.76492 | 6.8744 | 42.7369
81125 | jun | 7.3722 | 0.65178 | 6.7205 | 40.0733
81130 | jun | 6.2882 | 0.88393 | 5.4043 | 22.6061
81132 | jun | 6.8434 | 0.7374 | 6.106 | 31.8833
81133 | jun | 6.7999 | 1.1452 | 5.6547 | 32.6434
81136 | jun | 7.8136 | 0.58548 | 7.2281 | 45.9382
81137 | jun | 8.993 | 0.41111 | 8.5818 | 44.8728
81140 | jun | 7.7541 | 0.51609 | 7.238 | 44.0251
81143 | jun | 7.1041 | 0.792 | 6.3121 | 37.9511
81144 | jun | 7.6574 | 0.53976 | 7.1177 | 43.0547
81146 | jun | 7.5966 | 0.68703 | 6.9095 | 43.2169
81147 | jun | 7.5902 | 0.66544 | 6.9247 | 33.6769
81149 | jun | 6.5882 | 0.77058 | 5.8176 | 29.2567
81151 | jun | 7.7632 | 0.65104 | 7.1122 | 44.1625
81152 | jun | 7.0387 | 1.0921 | 5.9466 | 34.0293
81154 | jun | 6.5377 | 0.7847 | 5.753 | 27.5751
81155 | jun | 6.6055 | 0.84879 | 5.7568 | 31.6209
81201 | jun | 6.5577 | 0.92263 | 5.6351 | 30.7157
81210 | jun | 6.0014 | 1.0496 | 4.9518 | 20.5162
81211 | jun | 6.0516 | 1.0689 | 4.9827 | 24.0193
81212 | jun | 7.4194 | 1.1827 | 6.2367 | 39.9023
81220 | jun | 7.1649 | 0.75892 | 6.406 | 29.3589
81223 | jun | 7.4203 | 0.99522 | 6.4251 | 40.5134
81224 | jun | 6.0511 | 1.0762 | 4.9749 | 18.858
81226 | jun | 8.108 | 1.1437 | 6.9643 | 45.888
81228 | jun | 5.8509 | 1.1221 | 4.7288 | 21.7475
81230 | jun | 6.7088 | 0.81636 | 5.8924 | 26.5114
81231 | jun | 7.1401 | 0.59809 | 6.542 | 34.0849
81233 | jun | 6.7718 | 0.95554 | 5.8162 | 34.0625
81235 | jun | 6.1084 | 1.0251 | 5.0833 | 18.0562
81236 | jun | 6.2881 | 0.98585 | 5.3023 | 26.6085
81239 | jun | 6.4924 | 0.82947 | 5.663 | 26.6592
81240 | jun | 8.056 | 1.29 | 6.766 | 44.9438
81241 | jun | 6.0721 | 0.99482 | 5.0773 | 22.0505
81243 | jun | 6.8036 | 0.71355 | 6.0901 | 28.6137
81251 | jun | 5.6583 | 1.1906 | 4.4676 | 18.4673
81252 | jun | 6.9044 | 1.0787 | 5.8257 | 35.1077
81253 | jun | 7.1609 | 1.2123 | 5.9485 | 37.0756
81301 | jun | 7.433 | 0.90103 | 6.532 | 26.5633
81303 | jun | 9.072 | 0.41272 | 8.6593 | 44.3547
81320 | jun | 7.9052 | 0.81883 | 7.0863 | 30.4263
81321 | jun | 9.7311 | 0.31389 | 9.4172 | 50.0215
81323 | jun | 8.1354 | 0.75803 | 7.3773 | 32.6384
81324 | jun | 9.3361 | 0.38897 | 8.9471 | 46.0341
81325 | jun | 9.1825 | 0.45581 | 8.7267 | 44.8088
81326 | jun | 9.0086 | 0.42248 | 8.5861 | 43.668
81327 | jun | 9.1626 | 0.44893 | 8.7137 | 43.7882
81328 | jun | 8.3848 | 0.6254 | 7.7594 | 36.2363
81331 | jun | 9.6271 | 0.33867 | 9.2884 | 48.9608
81334 | jun | 10.0559 | 0.24718 | 9.8087 | 53.8939
81335 | jun | 9.4861 | 0.36363 | 9.1224 | 47.4428
81401 | jun | 8.5807 | 0.51705 | 8.0637 | 43.8461
81403 | jun | 8.3048 | 0.62107 | 7.6838 | 39.1498
81410 | jun | 9.1762 | 0.4354 | 8.7408 | 49.7946
81411 | jun | 9.4602 | 0.38104 | 9.0791 | 48.342
81413 | jun | 7.5792 | 0.75492 | 6.8243 | 32.4525
81415 | jun | 8.0617 | 0.60218 | 7.4596 | 38.9212
81416 | jun | 9.2777 | 0.41693 | 8.8607 | 50.059
81418 | jun | 8.2306 | 0.61778 | 7.6128 | 38.9145
81419 | jun | 8.3933 | 0.57081 | 7.8224 | 42.0561
81422 | jun | 9.3965 | 0.40752 | 8.9889 | 48.1858
81423 | jun | 8.2834 | 0.72704 | 7.5564 | 35.3626
81424 | jun | 8.6658 | 0.56724 | 8.0986 | 40.8775
81425 | jun | 8.6884 | 0.5484 | 8.14 | 42.7031
81426 | jun | 6.47 | 1.1521 | 5.318 | 16.9026
81427 | jun | 6.1035 | 1.1432 | 4.9603 | 15.2364
81428 | jun | 7.3544 | 0.79811 | 6.5563 | 30.7821
81430 | jun | 7.1192 | 1.0492 | 6.07 | 22.7578
81431 | jun | 8.266 | 0.68487 | 7.5812 | 36.493
81432 | jun | 7.125 | 0.91127 | 6.2137 | 25.8145
81433 | jun | 6.0396 | 1.1696 | 4.87 | 14.2558
81434 | jun | 6.9437 | 0.8784 | 6.0653 | 26.6337
81435 | jun | 6.5257 | 1.1233 | 5.4024 | 17.9997
81501 | jul | 10.31 | 0.58631 | 9.7237 | 55.7989
81503 | jun | 9.8421 | 0.35935 | 9.4827 | 54.3019
81504 | jul | 10.0844 | 0.63145 | 9.4529 | 54.0323
81505 | jun | 9.6597 | 0.38366 | 9.276 | 52.6376
81506 | jul | 9.9664 | 0.66009 | 9.3063 | 52.958
81507 | jun | 9.5158 | 0.39475 | 9.1211 | 50.9804
81520 | jul | 10.1167 | 0.61773 | 9.499 | 54.4365
81521 | jun | 9.4345 | 0.41154 | 9.0229 | 50.6082
81522 | jun | 8.6359 | 0.53312 | 8.1027 | 41.2794
81523 | jun | 8.9988 | 0.45802 | 8.5408 | 45.5681
81524 | jul | 10.0067 | 0.62846 | 9.3783 | 53.23
81525 | jul | 9.9921 | 0.63546 | 9.3566 | 52.9551
81526 | jun | 9.304 | 0.44926 | 8.8548 | 49.2406
81527 | jun | 9.1381 | 0.45558 | 8.6825 | 47.4493
81601 | jun | 6.8439 | 0.99813 | 5.8458 | 26.8506
81610 | jul | 8.6777 | 0.80845 | 7.8692 | 41.066
81611 | jun | 5.9157 | 1.1324 | 4.7833 | 18.6856
81615 | jun | 6.5581 | 0.98203 | 5.5761 | 24.5098
81620 | jun | 6.1367 | 1.0426 | 5.0941 | 24.5881
81621 | jun | 6.3695 | 1.0261 | 5.3433 | 23.6757
81623 | jun | 6.7631 | 0.97908 | 5.784 | 25.3191
81624 | jun | 7.4407 | 0.82277 | 6.618 | 31.1998
81625 | jul | 8.2437 | 1.0303 | 7.2134 | 35.872
81630 | jun | 8.416 | 0.599 | 7.817 | 41.6759
81631 | jun | 6.4114 | 1.0125 | 5.399 | 25.8678
81632 | jun | 6.3476 | 1.0061 | 5.3415 | 25.9832
81633 | jul | 8.7543 | 0.90594 | 7.8484 | 41.2434
81635 | jun | 7.85 | 0.77129 | 7.0787 | 36.1134
81637 | jun | 6.4913 | 1.0493 | 5.442 | 25.0835
81638 | jul | 8.0747 | 1.2083 | 6.8664 | 33.1917
81639 | jul | 7.4839 | 1.2033 | 6.2805 | 28.6632
81640 | jul | 8.5081 | 0.81644 | 7.6916 | 39.7351
81641 | jul | 7.6788 | 1.3431 | 6.3357 | 30.319
81642 | jun | 5.7828 | 1.1511 | 4.6317 | 19.3324
81643 | jun | 7.915 | 0.68997 | 7.225 | 35.5871
81647 | jun | 7.233 | 0.96032 | 6.2727 | 30.0092
81648 | jul | 8.8986 | 0.86099 | 8.0376 | 42.7263
81650 | jul | 8.2255 | 1.1946 | 7.0308 | 35.9529
81652 | jun | 7.925 | 0.83372 | 7.0912 | 36.5516
81653 | jul | 7.9292 | 1.0001 | 6.9291 | 33.6329
81654 | jun | 6.3937 | 1.0323 | 5.3614 | 22.2326
81657 | jun | 5.8708 | 1.122 | 4.7487 | 22.2764
82001 | jul | 7.6696 | 1.8593 | 5.8103 | 36.8738
82005 | jul | 7.5862 | 1.8511 | 5.7351 | 36.4565
82007 | jul | 7.565 | 1.8813 | 5.6838 | 36.0045
82009 | jul | 7.652 | 1.8177 | 5.8343 | 36.3524
82050 | jul | 7.9686 | 2.0799 | 5.8887 | 36.8883
82051 | jul | 7.4414 | 1.3273 | 6.1141 | 35.9452
82052 | jul | 6.9613 | 1.634 | 5.3273 | 32.1037
82053 | jul | 7.9215 | 2.0645 | 5.8571 | 37.1565
82054 | jul | 7.9667 | 2.0737 | 5.893 | 37.7752
82055 | jul | 6.5213 | 1.2172 | 5.3041 | 27.2515
82058 | jul | 7.472 | 1.1958 | 6.2762 | 35.2618
82063 | jul | 6.7316 | 1.2969 | 5.4346 | 28.8423
82070 | jul | 7.0147 | 1.3513 | 5.6634 | 32.1725
82071 | jul | 7.279 | 1.4675 | 5.8116 | 35.325
82072 | jul | 7.1988 | 1.5043 | 5.6945 | 34.4456
82081 | jul | 7.942 | 1.9229 | 6.019 | 37.4582
82082 | jul | 7.9847 | 2.217 | 5.7677 | 36.8702
82083 | jul | 7.2536 | 1.0742 | 6.1794 | 33.7133
82084 | jul | 6.995 | 1.6848 | 5.3103 | 31.9085
82190 | jul | 6.5833 | 1.3353 | 5.248 | 17.5463
82201 | jul | 8.1094 | 1.4576 | 6.6518 | 39.6869
82210 | jul | 7.945 | 1.6911 | 6.2539 | 37.824
82212 | jul | 8.237 | 1.4602 | 6.7768 | 40.2923
82213 | jul | 8.1014 | 1.3612 | 6.7402 | 38.7483
82214 | jul | 8.2718 | 1.4134 | 6.8584 | 40.7152
82215 | jul | 8.1244 | 1.3936 | 6.7308 | 39.4291
82217 | jul | 8.1665 | 1.8303 | 6.3362 | 38.4968
82219 | jul | 8.0309 | 1.5674 | 6.4635 | 37.3743
82221 | jul | 8.0847 | 1.9091 | 6.1755 | 37.9652
82222 | jul | 8.1779 | 1.5995 | 6.5784 | 36.28
82223 | jul | 8.2558 | 1.6082 | 6.6477 | 39.3435
82224 | jul | 8.0696 | 1.4477 | 6.6219 | 36.3695
82225 | jul | 7.8921 | 1.6389 | 6.2533 | 34.656
82227 | jul | 7.9131 | 1.4767 | 6.4364 | 35.8281
82229 | jul | 8.1233 | 1.3737 | 6.7496 | 37.2723
82240 | jul | 8.292 | 1.7133 | 6.5787 | 39.2117
82242 | jul | 7.8509 | 1.701 | 6.1499 | 33.8551
82243 | jul | 8.3519 | 1.6637 | 6.6881 | 40.0419
82244 | jul | 8.2811 | 1.6474 | 6.6337 | 39.8404
82301 | jul | 8.0248 | 0.72143 | 7.3034 | 37.9255
82310 | jul | 8.2912 | 0.59488 | 7.6963 | 39.1099
82321 | jul | 8.3127 | 0.85103 | 7.4617 | 37.7997
82322 | jul | 8.0999 | 0.60472 | 7.4952 | 37.5385
82323 | jul | 8.1021 | 0.88926 | 7.2128 | 36.0656
82325 | jul | 7.0184 | 1.0778 | 5.9406 | 28.9109
82327 | jul | 7.7946 | 0.79935 | 6.9953 | 37.4455
82329 | jul | 7.724 | 0.93381 | 6.7902 | 36.9469
82331 | jul | 7.3881 | 0.89987 | 6.4882 | 33.8234
82332 | jul | 7.7375 | 0.96747 | 6.77 | 33.001
82334 | jul | 8.0349 | 0.67103 | 7.3639 | 39.506
82336 | jul | 8.2075 | 0.67636 | 7.5312 | 38.2661
82401 | jul | 8.6557 | 0.45016 | 8.2056 | 42.8358
82410 | jul | 8.6726 | 0.4172 | 8.2554 | 43.5099
82411 | jul | 8.4179 | 0.47931 | 7.9386 | 42.8307
82414 | jul | 6.7552 | 1.0688 | 5.6865 | 24.2764
82421 | jul | 8.3709 | 0.48807 | 7.8828 | 41.7415
82426 | jul | 8.4627 | 0.46859 | 7.9942 | 41.8029
82428 | jul | 8.2277 | 0.55587 | 7.6719 | 38.2501
82431 | jul | 8.2937 | 0.52037 | 7.7734 | 39.9849
82432 | jul | 7.9945 | 0.62582 | 7.3687 | 37.1548
82433 | jul | 7.2545 | 0.81552 | 6.4389 | 32.2063
82434 | jul | 8.6093 | 0.42636 | 8.183 | 43.7262
82435 | jul | 7.7805 | 0.75889 | 7.0216 | 35.3308
82441 | jul | 7.9141 | 0.64503 | 7.2691 | 35.6605
82442 | jul | 8.1209 | 0.66543 | 7.4554 | 37.3305
82443 | jul | 8.0196 | 0.60774 | 7.4119 | 38.6466
82501 | jul | 7.9719 | 0.67118 | 7.3007 | 36.756
82510 | jul | 8.6085 | 0.60173 | 8.0068 | 40.9194
82512 | jul | 7.3125 | 0.73656 | 6.5759 | 33.2234
82513 | jul | 6.5762 | 0.99957 | 5.5766 | 23.983
82514 | jul | 8.0444 | 0.66776 | 7.3766 | 37.0607
82516 | jul | 8.153 | 0.66076 | 7.4923 | 39.1682
82520 | jul | 7.7978 | 0.62913 | 7.1686 | 34.0437
82523 | jul | 7.6591 | 0.69914 | 6.9599 | 36.0544
82601 | jul | 8.324 | 1.0576 | 7.2664 | 38.0181
82604 | jul | 8.2064 | 0.82296 | 7.3835 | 38.7742
82609 | jul | 8.2643 | 1.069 | 7.1954 | 38.313
82620 | jul | 8.3659 | 0.77685 | 7.589 | 41.0897
82633 | jul | 8.1193 | 1.2773 | 6.8419 | 36.8846
82636 | jul | 8.3686 | 1.1051 | 7.2635 | 38.7071
82637 | jul | 7.9803 | 1.1614 | 6.8189 | 36.3265
82639 | jul | 8.1158 | 0.94244 | 7.1733 | 35.7588
82642 | jul | 8.3936 | 0.60476 | 7.7888 | 40.1825
82643 | jul | 8.3087 | 1.0936 | 7.2151 | 37.2408
82649 | jul | 8.5146 | 0.57596 | 7.9386 | 41.3159
82701 | jul | 8.0288 | 1.5925 | 6.4363 | 34.5637
82710 | jul | 8.1837 | 1.5131 | 6.6707 | 33.9689
82712 | jul | 7.9986 | 1.6384 | 6.3602 | 32.6365
82714 | jul | 8.1107 | 1.367 | 6.7437 | 32.8099
82715 | jul | 7.3769 | 1.7506 | 5.6263 | 29.2186
82716 | jul | 8.1796 | 1.1338 | 7.0458 | 33.6039
82718 | jul | 8.1053 | 1.2126 | 6.8927 | 34.5626
82720 | jul | 8.1615 | 1.3878 | 6.7738 | 33.0636
82721 | jul | 8.0945 | 1.3779 | 6.7166 | 33.0903
82723 | jul | 7.972 | 1.5868 | 6.3853 | 33.3435
82725 | jul | 8.2352 | 1.0926 | 7.1426 | 33.3944
82727 | jul | 8.1274 | 1.2764 | 6.851 | 33.6585
82729 | jul | 7.761 | 1.6018 | 6.1593 | 30.898
82730 | jul | 8.06 | 1.448 | 6.612 | 33.8373
82731 | jul | 8.2522 | 1.214 | 7.0382 | 33.4588
82732 | jul | 8.0701 | 1.2314 | 6.8387 | 34.7175
82801 | jul | 8.0016 | 0.80663 | 7.195 | 32.5954
82831 | jul | 8.2381 | 1.0191 | 7.219 | 33.6252
82832 | jul | 7.9178 | 0.81011 | 7.1077 | 32.58
82834 | jul | 7.8472 | 0.91729 | 6.9299 | 32.7903
82835 | jul | 8.1057 | 0.93297 | 7.1727 | 32.9666
82836 | jul | 7.5493 | 0.80132 | 6.748 | 31.5394
82838 | jul | 7.993 | 0.67737 | 7.3156 | 33.8737
82839 | jul | 8.0154 | 0.69383 | 7.3215 | 33.3248
82842 | jul | 7.5334 | 0.83715 | 6.6962 | 30.9996
82844 | jul | 7.5279 | 0.81301 | 6.7149 | 31.1309
82901 | jul | 8.1157 | 0.64047 | 7.4752 | 37.9462
82922 | jul | 6.7426 | 1.0071 | 5.7355 | 22.9017
82923 | jul | 7.4145 | 0.72257 | 6.6919 | 31.9277
82925 | jul | 6.6152 | 1.0023 | 5.6129 | 23.5559
82930 | jul | 7.9495 | 0.72518 | 7.2243 | 33.4192
82933 | jul | 8.055 | 0.68218 | 7.3728 | 36.1387
82935 | jul | 8.1502 | 0.56222 | 7.588 | 38.6106
82936 | jul | 7.5983 | 0.88728 | 6.711 | 30.6743
82937 | jul | 8.2766 | 0.59874 | 7.6778 | 38.9317
82938 | jul | 8.3691 | 0.56748 | 7.8016 | 40.1452
82941 | jul | 7.0968 | 0.85609 | 6.2407 | 29.2194
83001 | jul | 6.9486 | 1.0277 | 5.9209 | 21.1079
83011 | jul | 6.6428 | 1.0869 | 5.5559 | 19.7116
83012 | jul | 6.8631 | 1.2191 | 5.644 | 16.5915
83013 | jul | 6.5842 | 1.1516 | 5.4326 | 17.8665
83014 | jul | 7.0353 | 1.0867 | 5.9486 | 20.2516
83101 | jul | 7.9624 | 0.64161 | 7.3208 | 36.2003
83110 | jul | 7.3488 | 0.88373 | 6.465 | 26.4758
83111 | jul | 7.5115 | 0.84166 | 6.6698 | 27.6509
83112 | jul | 7.3471 | 0.88171 | 6.4654 | 26.4847
83113 | jul | 7.1817 | 0.88439 | 6.2973 | 27.7113
83114 | jul | 7.5822 | 0.78075 | 6.8014 | 30.6275
83115 | jul | 7.0478 | 0.91616 | 6.1316 | 26.7219
83118 | jul | 7.2593 | 0.94261 | 6.3167 | 24.1732
83120 | jul | 7.5335 | 0.83522 | 6.6983 | 27.6498
83122 | jul | 7.0298 | 0.9778 | 6.052 | 23.28
83123 | jul | 7.5744 | 0.75514 | 6.8192 | 32.0621
83126 | jul | 7.2714 | 0.9051 | 6.3663 | 25.8089
83127 | jul | 7.4924 | 0.8445 | 6.6479 | 27.4279
83201 | jul | 8.571 | 0.61472 | 7.9563 | 35.4729
83202 | jul | 8.8873 | 0.48187 | 8.4055 | 39.1428
83203 | jul | 8.3592 | 0.65783 | 7.7014 | 33.6651
83204 | jul | 8.5913 | 0.59226 | 7.999 | 36.216
83209 | jul | 8.6234 | 0.59702 | 8.0263 | 36.0629
83210 | jul | 8.7462 | 0.38255 | 8.3636 | 40.3378
83211 | jul | 8.7825 | 0.43121 | 8.3513 | 40.1086
83212 | jul | 8.3598 | 0.72103 | 7.6388 | 33.1954
83213 | jul | 8.188 | 0.59748 | 7.5905 | 35.986
83214 | jul | 8.4335 | 0.73171 | 7.7018 | 32.9755
83217 | jul | 8.0548 | 0.77125 | 7.2836 | 30.7018
83220 | jul | 7.9746 | 0.69553 | 7.2791 | 31.0292
83221 | jul | 8.6293 | 0.47093 | 8.1584 | 38.571
83226 | jul | 7.4053 | 0.7966 | 6.6087 | 27.9343
83227 | jul | 7.2742 | 0.70527 | 6.5689 | 24.6185
83228 | jul | 8.4769 | 0.74961 | 7.7273 | 31.8299
83232 | jul | 8.659 | 0.72032 | 7.9387 | 32.6338
83234 | jul | 8.3751 | 0.76278 | 7.6124 | 31.8005
83235 | jul | 7.5994 | 0.75832 | 6.8411 | 30.3033
83236 | jul | 8.2292 | 0.66784 | 7.5614 | 33.0124
83237 | jul | 8.0762 | 0.76778 | 7.3084 | 28.6223
83238 | jul | 7.8169 | 0.76846 | 7.0484 | 30.424
83241 | jul | 8.1439 | 0.7708 | 7.3731 | 31.0896
83243 | jul | 8.5689 | 0.73246 | 7.8365 | 34.9069
83244 | jul | 8.0695 | 0.70054 | 7.3689 | 35.1296
83245 | jul | 8.2456 | 0.72209 | 7.5235 | 32.1674
83246 | jul | 8.1763 | 0.77588 | 7.4004 | 31.077
83250 | jul | 8.3582 | 0.72376 | 7.6344 | 32.7862
83251 | jul | 7.2672 | 0.84459 | 6.4227 | 26.1417
83252 | jul | 8.688 | 0.73099 | 7.957 | 34.2803
83253 | jul | 7.5521 | 0.84292 | 6.7092 | 30.2263
83254 | jul | 7.792 | 0.76069 | 7.0313 | 29.6541
83255 | jul | 7.8885 | 0.76458 | 7.1239 | 33.3609
83261 | jul | 7.8109 | 0.75637 | 7.0545 | 28.7643
83262 | jul | 8.8125 | 0.40493 | 8.4076 | 40.2071
83263 | jul | 8.4074 | 0.72437 | 7.683 | 31.7777
83271 | jul | 8.4103 | 0.68606 | 7.7242 | 34.6782
83272 | jul | 7.7009 | 0.79124 | 6.9097 | 27.4912
83274 | jul | 8.4952 | 0.55119 | 7.9441 | 36.1274
83276 | jul | 7.6803 | 0.82621 | 6.8541 | 28.1912
83278 | jul | 7.1953 | 0.66459 | 6.5307 | 21.0489
83283 | jul | 8.2239 | 0.74269 | 7.4813 | 31.2859
83285 | jul | 7.5753 | 0.86078 | 6.7145 | 27.1004
83286 | jul | 8.8617 | 0.68313 | 8.1785 | 33.6706
83287 | jul | 7.837 | 0.73062 | 7.1064 | 29.4471
83301 | jul | 8.9386 | 0.44141 | 8.4972 | 39.7184
83302 | jul | 8.594 | 0.49886 | 8.0951 | 36.5544
83313 | jul | 8.3896 | 0.41877 | 7.9708 | 33.0677
83314 | jul | 9.2673 | 0.24143 | 9.0258 | 39.5834
83316 | jul | 9.8112 | 0.21936 | 9.5919 | 45.8447
83318 | jul | 9.148 | 0.37871 | 8.7693 | 42.8532
83320 | jul | 8.4647 | 0.47124 | 7.9934 | 37.1103
83321 | jul | 9.4466 | 0.2963 | 9.1503 | 43.4752
83322 | jul | 8.2954 | 0.36779 | 7.9276 | 29.8075
83323 | jul | 9.1169 | 0.38159 | 8.7354 | 42.9502
83324 | jul | 9.3229 | 0.21152 | 9.1114 | 42.2917
83325 | jul | 9.5193 | 0.21572 | 9.3036 | 44.3983
83327 | jul | 7.8592 | 0.47089 | 7.3883 | 26.4655
83328 | jul | 9.7278 | 0.24203 | 9.4858 | 45.5817
83330 | jul | 9.675 | 0.18213 | 9.4928 | 43.7901
83332 | jul | 10.0384 | 0.15942 | 9.8789 | 47.0378
83333 | jul | 7.4451 | 0.6537 | 6.7914 | 25.6137
83334 | jul | 8.7142 | 0.5267 | 8.1875 | 37.9191
83335 | jul | 9.3483 | 0.24099 | 9.1074 | 43.5963
83336 | jul | 9.273 | 0.28442 | 8.9885 | 43.6223
83338 | jul | 9.5228 | 0.19907 | 9.3237 | 44.052
83340 | jul | 7.123 | 0.68348 | 6.4396 | 21.2722
83341 | jul | 9.4845 | 0.28867 | 9.1959 | 44.0839
83342 | jul | 8.6742 | 0.64949 | 8.0247 | 38.3157
83343 | jul | 8.8718 | 0.34741 | 8.5244 | 40.998
83344 | jul | 9.2744 | 0.32047 | 8.9539 | 43.0896
83346 | jul | 8.5582 | 0.64819 | 7.91 | 37.0358
83347 | jul | 9.1485 | 0.26412 | 8.8843 | 42.4623
83348 | jul | 8.7133 | 0.36598 | 8.3473 | 37.0199
83349 | jul | 8.9918 | 0.29897 | 8.6929 | 40.2692
83350 | jul | 9.1707 | 0.30121 | 8.8695 | 43.1437
83352 | jul | 9.2011 | 0.24113 | 8.96 | 40.4821
83355 | jul | 9.9743 | 0.16602 | 9.8083 | 46.6289
83401 | jul | 8.398 | 0.54116 | 7.8569 | 35.7763
83402 | jul | 8.5361 | 0.50826 | 8.0279 | 37.3711
83404 | jul | 8.5378 | 0.53061 | 8.0072 | 36.587
83406 | jul | 8.2849 | 0.60313 | 7.6818 | 34.2308
83414 | jul | 6.8782 | 1.225 | 5.6532 | 17.6365
83420 | jul | 7.673 | 0.93257 | 6.7404 | 25.2164
83422 | jul | 7.4807 | 1.04 | 6.4406 | 24.1035
83423 | jul | 7.6424 | 0.93356 | 6.7089 | 29.4555
83424 | jul | 7.5514 | 1.0493 | 6.502 | 23.9289
83425 | jul | 8.3627 | 0.56782 | 7.7948 | 35.8256
83427 | jul | 7.9372 | 0.73793 | 7.1993 | 30.4962
83428 | jul | 7.578 | 0.88573 | 6.6923 | 26.9284
83429 | jul | 7.1417 | 1.3229 | 5.8187 | 17.7739
83431 | jul | 8.4789 | 0.50741 | 7.9715 | 36.7074
83434 | jul | 8.4346 | 0.51467 | 7.9199 | 36.3365
83435 | jul | 8.3798 | 0.60397 | 7.7759 | 37.1731
83436 | jul | 7.871 | 0.77167 | 7.0993 | 28.5965
83440 | jul | 7.9868 | 0.70498 | 7.2818 | 30.814
83442 | jul | 8.3653 | 0.53441 | 7.8309 | 35.5436
83443 | jul | 7.9617 | 0.7237 | 7.238 | 30.7368
83444 | jul | 8.4753 | 0.52027 | 7.9551 | 36.9378
83445 | jul | 7.6572 | 0.92536 | 6.7319 | 25.8285
83446 | jul | 7.5131 | 1.0554 | 6.4577 | 24.9944
83448 | jul | 8.1456 | 0.60568 | 7.5399 | 32.5921
83449 | jul | 7.5134 | 0.91303 | 6.6004 | 25.9682
83450 | jul | 8.4423 | 0.55289 | 7.8894 | 37.3698
83451 | jul | 8.0821 | 0.64226 | 7.4399 | 31.559
83452 | jul | 7.5328 | 1.054 | 6.4788 | 23.8277
83455 | jul | 7.3466 | 1.0701 | 6.2764 | 22.8187
83460 | jul | 8.2381 | 0.56377 | 7.6744 | 33.9444
83462 | jul | 7.6317 | 0.84011 | 6.7916 | 30.1603
83463 | jul | 7.4755 | 0.83234 | 6.6431 | 28.0954
83464 | jul | 7.3628 | 0.99095 | 6.3718 | 28.2407
83466 | jul | 7.6109 | 0.83359 | 6.7773 | 29.7289
83467 | jul | 7.6861 | 0.83496 | 6.8511 | 31.2213
83469 | jul | 7.445 | 0.74828 | 6.6967 | 25.9421
83501 | jul | 8.4733 | 0.60227 | 7.8711 | 25.6972
83520 | jul | 8.2229 | 0.73592 | 7.487 | 17.2293
83522 | jul | 8.1073 | 0.67837 | 7.4289 | 19.4853
83523 | jul | 7.8955 | 0.71679 | 7.1787 | 16.7126
83524 | jul | 8.2485 | 0.66213 | 7.5863 | 21.3179
83525 | jul | 7.3496 | 0.72868 | 6.6209 | 18.4271
83526 | jul | 7.8213 | 0.72581 | 7.0955 | 15.8275
83530 | jul | 8.0673 | 0.73962 | 7.3276 | 16.9184
83533 | jul | 8.0328 | 0.7408 | 7.292 | 16.8608
83535 | jul | 8.5238 | 0.62476 | 7.899 | 24.4087
83536 | jul | 8.3321 | 0.77892 | 7.5532 | 17.4488
83537 | jul | 8.1957 | 0.70087 | 7.4948 | 18.5556
83539 | jul | 7.8483 | 0.7919 | 7.0564 | 14.5962
83540 | jul | 8.8022 | 0.58695 | 8.2153 | 28.1784
83541 | jul | 8.2099 | 0.72059 | 7.4893 | 17.8437
83542 | jul | 7.8823 | 0.64492 | 7.2374 | 17.3051
83543 | jul | 8.1461 | 0.75387 | 7.3922 | 16.9708
83544 | jul | 7.4049 | 0.779 | 6.6259 | 12.9411
83545 | jul | 8.2235 | 0.71803 | 7.5055 | 18.3742
83546 | jul | 7.6215 | 0.80895 | 6.8126 | 11.8261
83547 | jul | 7.5541 | 0.60632 | 6.9478 | 15.2042
83548 | jul | 8.0872 | 0.71182 | 7.3754 | 18.0323
83549 | jul | 7.4353 | 0.63309 | 6.8023 | 14.7579
83552 | jul | 8.3027 | 0.77177 | 7.531 | 17.5153
83553 | jul | 8.0145 | 0.80689 | 7.2076 | 14.2001
83554 | jul | 7.9207 | 0.68961 | 7.2311 | 17.0236
83555 | jul | 7.7858 | 0.70639 | 7.0794 | 16.4885
83601 | jul | 7.7536 | 0.4536 | 7.3 | 23.0679
83602 | jul | 8.0143 | 0.40438 | 7.6099 | 20.6918
83604 | jul | 9.4739 | 0.25782 | 9.2161 | 42.6274
83605 | jul | 10.0685 | 0.14917 | 9.9193 | 45.8828
83607 | jul | 10.0609 | 0.14443 | 9.9164 | 45.9911
83610 | jul | 8.4646 | 0.37817 | 8.0864 | 25.0382
83611 | jul | 7.5428 | 0.49988 | 7.0429 | 17.3365
83612 | jul | 7.9961 | 0.48261 | 7.5134 | 19.7043
83615 | jul | 7.6518 | 0.4956 | 7.1562 | 16.3648
83616 | jul | 9.625 | 0.20772 | 9.4173 | 40.4224
83617 | jul | 9.6027 | 0.20191 | 9.4008 | 39.2508
83619 | jul | 9.9723 | 0.13935 | 9.833 | 45.4308
83622 | jul | 7.6477 | 0.47829 | 7.1694 | 20.0161
83623 | jul | 9.1341 | 0.25963 | 8.8744 | 36.9836
83624 | jul | 9.1412 | 0.26996 | 8.8712 | 39.6179
83626 | jul | 10.1333 | 0.13824 | 9.995 | 47.0318
83627 | jul | 10.1603 | 0.13848 | 10.0219 | 47.0769
83628 | jul | 10.0621 | 0.14751 | 9.9146 | 47.1136
83629 | jul | 8.5154 | 0.34139 | 8.174 | 25.9472
83631 | jul | 8.1039 | 0.38066 | 7.7232 | 22.8811
83632 | jul | 8.4289 | 0.37495 | 8.0539 | 22.6793
83633 | jul | 10.1947 | 0.15316 | 10.0416 | 47.5813
83634 | jul | 9.9093 | 0.17095 | 9.7384 | 45.0915
83636 | jul | 9.8371 | 0.17138 | 9.6657 | 42.7765
83637 | jul | 7.47 | 0.51017 | 6.9598 | 18.7498
83638 | jul | 7.2908 | 0.60985 | 6.6809 | 16.9919
83639 | jul | 9.967 | 0.15889 | 9.8081 | 46.0093
83641 | jul | 10.0733 | 0.14877 | 9.9245 | 47.2453
83642 | jul | 9.9843 | 0.17326 | 9.8111 | 45.258
83643 | jul | 8.139 | 0.42427 | 7.7148 | 20.187
83644 | jul | 9.9159 | 0.16257 | 9.7534 | 44.103
83645 | jul | 8.9652 | 0.28306 | 8.6822 | 29.6484
83646 | jul | 9.9107 | 0.17836 | 9.7323 | 44.1691
83647 | jul | 9.0686 | 0.25121 | 8.8174 | 35.3254
83648 | jul | 10.2089 | 0.10368 | 10.1052 | 49.3279
83650 | jul | 9.0312 | 0.26476 | 8.7664 | 37.7943
83651 | jul | 10.1467 | 0.14659 | 10.0001 | 46.7586
83654 | jul | 7.6649 | 0.53956 | 7.1254 | 16.286
83655 | jul | 9.912 | 0.14688 | 9.7651 | 44.0952
83657 | jul | 8.289 | 0.37688 | 7.9121 | 22.8295
83660 | jul | 10.0565 | 0.14073 | 9.9158 | 46.5349
83661 | jul | 9.6291 | 0.18389 | 9.4452 | 39.6031
83669 | jul | 9.8804 | 0.17381 | 9.7066 | 43.7961
83670 | jul | 8.9501 | 0.28533 | 8.6647 | 30.8636
83672 | jul | 9.1763 | 0.25771 | 8.9186 | 35.1366
83676 | jul | 10.1367 | 0.13798 | 9.9987 | 47.5395
83677 | jul | 7.2133 | 0.66362 | 6.5497 | 17.59
83686 | jul | 10.1073 | 0.14784 | 9.9594 | 47.008
83687 | jul | 10.0652 | 0.15796 | 9.9072 | 45.852
83702 | jul | 9.1112 | 0.26344 | 8.8477 | 34.8512
83703 | jul | 9.4426 | 0.23155 | 9.211 | 39.1888
83704 | jul | 9.6766 | 0.20659 | 9.47 | 42.2839
83705 | jul | 9.6544 | 0.20487 | 9.4495 | 42.5331
83706 | jul | 9.5193 | 0.21917 | 9.3001 | 40.4682
83709 | jul | 9.8193 | 0.18936 | 9.63 | 44.3937
83712 | jul | 9.1418 | 0.25512 | 8.8867 | 34.8719
83713 | jul | 9.7491 | 0.19851 | 9.5505 | 42.7119
83714 | jul | 9.0517 | 0.27372 | 8.778 | 33.5204
83716 | jul | 9.1839 | 0.24184 | 8.942 | 35.3793
83725 | jul | 9.5136 | 0.22081 | 9.2928 | 40.4941
83801 | jul | 7.16 | 0.88838 | 6.2716 | 8.3139
83802 | jul | 6.9477 | 0.85863 | 6.0891 | 5.204
83803 | jul | 7.0225 | 0.93944 | 6.0831 | 6.2035
83804 | jul | 7.1277 | 0.85577 | 6.2719 | 9.9633
83805 | jul | 5.8998 | 1.7287 | 4.1711 | -5.3718
83808 | jul | 7.3605 | 0.88352 | 6.477 | 6.8149
83809 | jul | 7.0529 | 0.93807 | 6.1149 | 6.479
83810 | jul | 7.3088 | 0.86672 | 6.4421 | 8.2144
83811 | jul | 6.7385 | 1.0141 | 5.7243 | 4.1365
83812 | jul | 7.3388 | 0.83606 | 6.5028 | 7.9222
83813 | jul | 7.0735 | 0.9236 | 6.1499 | 7.0619
83814 | jul | 7.4321 | 0.79555 | 6.6366 | 11.8493
83815 | jul | 7.6133 | 0.73889 | 6.8744 | 14.9884
83821 | jul | 6.0382 | 1.6066 | 4.4316 | -4.6776
83822 | jul | 7.045 | 0.88914 | 6.1559 | 9.1404
83823 | jul | 7.7409 | 0.76654 | 6.9744 | 13.1297
83824 | jul | 7.663 | 0.67231 | 6.9906 | 15.7622
83827 | jul | 7.6811 | 0.80017 | 6.8809 | 11.2201
83830 | jul | 7.4523 | 0.82966 | 6.6226 | 9.0527
83832 | jul | 8.1926 | 0.62275 | 7.5699 | 22.165
83833 | jul | 7.6193 | 0.75087 | 6.8685 | 13.9672
83834 | jul | 7.5985 | 0.7604 | 6.8381 | 12.4606
83835 | jul | 7.1098 | 0.90079 | 6.209 | 7.3071
83836 | jul | 6.359 | 1.1539 | 5.2051 | 1.8576
83837 | jul | 6.8759 | 0.95683 | 5.9191 | 3.9796
83839 | jul | 7.3762 | 0.91335 | 6.4629 | 7.3155
83842 | jul | 7.3356 | 0.83131 | 6.5043 | 9.349
83843 | jul | 7.8794 | 0.64071 | 7.2387 | 18.8759
83845 | jul | 6.1722 | 1.3534 | 4.8187 | 4.1404
83846 | jul | 6.6766 | 0.85103 | 5.8255 | 4.7102
83847 | jul | 6.3572 | 1.2375 | 5.1197 | 3.1288
83848 | jul | 6.1529 | 1.5093 | 4.6436 | -2.2909
83850 | jul | 7.241 | 0.90789 | 6.3331 | 6.1968
83851 | jul | 7.6826 | 0.67165 | 7.011 | 16.2546
83852 | jul | 6.7575 | 1.0509 | 5.7065 | 4.1092
83853 | jul | 6.1504 | 1.4209 | 4.7295 | 3.334
83854 | jul | 7.5984 | 0.69817 | 6.9002 | 16.3928
83855 | jul | 7.7574 | 0.64572 | 7.1117 | 17.3123
83856 | jul | 6.7363 | 1.0667 | 5.6696 | 4.6188
83857 | jul | 7.7859 | 0.69565 | 7.0902 | 16.0874
83858 | jul | 7.3853 | 0.78207 | 6.6032 | 13.0051
83860 | jul | 6.9689 | 0.9578 | 6.0111 | 6.0726
83861 | jul | 7.4687 | 0.7969 | 6.6718 | 10.7432
83864 | jul | 6.5461 | 1.1475 | 5.3985 | 2.6982
83868 | jul | 7.2298 | 0.92226 | 6.3075 | 5.7565
83869 | jul | 7.1652 | 0.85742 | 6.3078 | 9.8468
83870 | jul | 7.6171 | 0.69214 | 6.9249 | 14.9455
83871 | jul | 7.9303 | 0.69492 | 7.2354 | 17.4895
83872 | jul | 7.8324 | 0.62871 | 7.2037 | 18.5014
83873 | jul | 6.9456 | 0.82449 | 6.1212 | 7.258
83876 | jul | 7.6856 | 0.67495 | 7.0106 | 16.5953
84001 | jul | 8.1763 | 0.95056 | 7.2258 | 34.2452
84002 | jul | 7.823 | 1.0448 | 6.7781 | 30.1109
84003 | jul | 9.5201 | 0.69522 | 8.8249 | 36.1302
84004 | jul | 8.4345 | 1.0139 | 7.4206 | 21.159
84005 | jul | 9.7381 | 0.66573 | 9.0724 | 39.4833
84006 | jul | 9.3215 | 0.78171 | 8.5398 | 32.8029
84007 | jul | 8.6939 | 0.7919 | 7.902 | 40.8602
84010 | jul | 9.2634 | 0.68146 | 8.5819 | 32.4909
84013 | jul | 9.8183 | 0.69517 | 9.1231 | 40.7516
84014 | jul | 9.6368 | 0.58034 | 9.0564 | 36.607
84015 | jul | 10.0847 | 0.47629 | 9.6084 | 41.0077
84017 | jul | 8.1625 | 0.81793 | 7.3446 | 27.937
84018 | jul | 8.0797 | 0.76433 | 7.3154 | 27.7273
84020 | jul | 9.6346 | 0.64918 | 8.9854 | 38.0051
84021 | jul | 8.5178 | 0.95148 | 7.5663 | 38.19
84022 | jul | 10.4228 | 0.3824 | 10.0404 | 51.4683
84023 | jul | 8.2972 | 0.70847 | 7.5887 | 38.9856
84025 | jul | 9.3712 | 0.58868 | 8.7826 | 34.4289
84026 | jul | 9.653 | 0.4575 | 9.1955 | 50.036
84028 | jul | 7.8652 | 0.71692 | 7.1483 | 29.7653
84029 | jul | 10.1701 | 0.52513 | 9.6449 | 45.0504
84031 | jul | 7.5593 | 1.191 | 6.3684 | 22.7889
84032 | jul | 7.8433 | 1.1797 | 6.6635 | 22.6669
84033 | jul | 8.4475 | 0.72407 | 7.7235 | 28.4576
84035 | jul | 9.5104 | 0.46397 | 9.0464 | 48.6287
84036 | jul | 7.1803 | 1.1957 | 5.9846 | 19.497
84037 | jul | 9.6712 | 0.51432 | 9.1569 | 37.5871
84038 | jul | 7.9645 | 0.65677 | 7.3077 | 33.1496
84039 | jul | 9.2846 | 0.51542 | 8.7691 | 47.094
84040 | jul | 9.2346 | 0.5462 | 8.6884 | 33.8117
84041 | jul | 9.9145 | 0.4931 | 9.4214 | 39.6616
84042 | jul | 9.4256 | 0.74603 | 8.6796 | 34.6625
84043 | jul | 9.7443 | 0.61312 | 9.1312 | 39.9931
84044 | jul | 10.1817 | 0.54072 | 9.6409 | 42.3686
84045 | jul | 9.8248 | 0.61189 | 9.213 | 41.1088
84046 | jul | 7.7612 | 0.87263 | 6.8886 | 32.7711
84047 | jul | 9.9002 | 0.59879 | 9.3014 | 40.3461
84049 | jul | 8.1123 | 1.0962 | 7.0161 | 17.9462
84050 | jul | 8.6273 | 0.71245 | 7.9149 | 28.099
84051 | jul | 8.2537 | 1.0224 | 7.2313 | 32.5183
84052 | jul | 9.4925 | 0.58342 | 8.9091 | 48.7838
84053 | jul | 8.1335 | 0.88196 | 7.2516 | 35.3219
84054 | jul | 10.121 | 0.53077 | 9.5902 | 41.3147
84056 | jul | 9.6098 | 0.51245 | 9.0973 | 36.8915
84057 | jul | 9.6396 | 0.69689 | 8.9427 | 37.2802
84058 | jul | 9.8466 | 0.65298 | 9.1936 | 39.8948
84060 | jul | 8.1189 | 1.0344 | 7.0844 | 19.0757
84061 | jul | 8.1771 | 0.9207 | 7.2564 | 24.6031
84062 | jul | 9.2396 | 0.78262 | 8.457 | 32.2033
84063 | jul | 9.9048 | 0.41386 | 9.491 | 51.9463
84064 | jul | 7.9581 | 0.67265 | 7.2854 | 32.8133
84065 | jul | 9.7836 | 0.62018 | 9.1635 | 39.8683
84066 | jul | 7.3166 | 1.1968 | 6.1199 | 23.6821
84067 | jul | 9.9561 | 0.49112 | 9.465 | 39.5882
84069 | jul | 9.6495 | 0.65473 | 8.9948 | 40.5979
84070 | jul | 9.8423 | 0.60595 | 9.2363 | 40.1401
84071 | jul | 9.5848 | 0.721 | 8.8638 | 38.4463
84072 | jul | 7.9345 | 1.0621 | 6.8723 | 29.3051
84073 | jul | 8.6153 | 0.87819 | 7.7371 | 38.9048
84074 | jul | 9.5858 | 0.70734 | 8.8785 | 37.4191
84075 | jul | 10.1617 | 0.47282 | 9.6888 | 41.6672
84076 | jul | 8.7869 | 0.64827 | 8.1386 | 42.4705
84078 | jul | 9.0789 | 0.68714 | 8.3918 | 44.7173
84080 | jul | 9.5265 | 0.72019 | 8.8063 | 39.0781
84081 | jul | 9.693 | 0.6684 | 9.0246 | 37.3274
84082 | jul | 8.5344 | 0.957 | 7.5774 | 26.1732
84083 | jul | 10.3169 | 0.3875 | 9.9294 | 51.5267
84084 | jul | 10.0299 | 0.57754 | 9.4524 | 41.5998
84085 | jul | 8.5862 | 0.72422 | 7.8619 | 40.3115
84086 | jul | 8.0165 | 0.70175 | 7.3147 | 31.7631
84087 | jul | 10.1002 | 0.51395 | 9.5863 | 41.2068
84088 | jul | 9.9813 | 0.58169 | 9.3996 | 41.4504
84092 | jul | 8.9465 | 0.84351 | 8.103 | 28.4501
84093 | jul | 9.1637 | 0.78572 | 8.378 | 31.1421
84094 | jul | 9.5529 | 0.68336 | 8.8695 | 36.324
84095 | jul | 9.8444 | 0.61486 | 9.2295 | 39.9674
84096 | jul | 9.458 | 0.74016 | 8.7178 | 34.6294
84097 | jul | 9.2893 | 0.79173 | 8.4976 | 33.444
84098 | jul | 8.2464 | 0.93791 | 7.3085 | 21.8098
84101 | jul | 10.164 | 0.56299 | 9.6011 | 41.5159
84102 | jul | 9.8228 | 0.61484 | 9.2079 | 38.045
84103 | jul | 9.8301 | 0.60549 | 9.2246 | 38.158
84104 | jul | 10.3067 | 0.53623 | 9.7705 | 43.2669
84105 | jul | 9.7736 | 0.62794 | 9.1457 | 37.5725
84106 | jul | 9.6809 | 0.64992 | 9.0309 | 36.7421
84107 | jul | 9.9033 | 0.60418 | 9.2991 | 39.8013
84108 | jul | 8.7529 | 0.79269 | 7.9602 | 27.1471
84109 | jul | 8.6365 | 0.86135 | 7.7751 | 25.1219
84111 | jul | 10.0092 | 0.58591 | 9.4233 | 39.9595
84112 | jul | 9.6179 | 0.64681 | 8.9711 | 35.9221
84113 | jul | 9.4376 | 0.67227 | 8.7653 | 34.1507
84115 | jul | 10.0562 | 0.57998 | 9.4762 | 40.8097
84116 | jul | 10.2529 | 0.52879 | 9.7242 | 42.642
84117 | jul | 9.3744 | 0.72089 | 8.6535 | 33.4577
84118 | jul | 9.9935 | 0.59833 | 9.3951 | 40.555
84119 | jul | 10.2232 | 0.54863 | 9.6746 | 42.8317
84120 | jul | 10.1642 | 0.56284 | 9.6013 | 42.1793
84121 | jul | 8.1934 | 1.0662 | 7.1272 | 17.8081
84123 | jul | 10.1817 | 0.54488 | 9.6368 | 43.0689
84124 | jul | 8.5329 | 0.9138 | 7.6191 | 23.3293
84128 | jul | 10.1341 | 0.5709 | 9.5632 | 41.7991
84302 | jul | 9.7115 | 0.43841 | 9.2731 | 38.7186
84305 | jul | 9.1263 | 0.6194 | 8.5068 | 34.9485
84306 | jul | 9.3099 | 0.55758 | 8.7523 | 35.8766
84307 | jul | 9.7871 | 0.48568 | 9.3014 | 41.6708
84308 | jul | 8.9433 | 0.6616 | 8.2817 | 33.9617
84309 | jul | 9.4365 | 0.50681 | 8.9297 | 36.701
84310 | jul | 8.7243 | 0.64647 | 8.0779 | 29.8501
84311 | jul | 9.1666 | 0.59997 | 8.5666 | 35.2064
84312 | jul | 9.291 | 0.57092 | 8.7201 | 36.2793
84313 | jul | 9.6575 | 0.53109 | 9.1265 | 45.873
84314 | jul | 9.5677 | 0.45057 | 9.1171 | 37.9919
84315 | jul | 10.1899 | 0.45573 | 9.7342 | 42.2711
84317 | jul | 8.3236 | 0.72513 | 7.5985 | 27.6338
84318 | jul | 8.7075 | 0.62541 | 8.0821 | 32.4339
84319 | jul | 8.9115 | 0.58927 | 8.3222 | 32.596
84320 | jul | 9.0153 | 0.61944 | 8.3958 | 34.6768
84321 | jul | 8.1234 | 0.72665 | 7.3968 | 28.4391
84322 | jul | 8.797 | 0.60316 | 8.1938 | 32.827
84324 | jul | 8.9048 | 0.61405 | 8.2908 | 31.4225
84325 | jul | 9.4473 | 0.51203 | 8.9353 | 36.6768
84328 | jul | 8.7534 | 0.63095 | 8.1225 | 30.8164
84329 | jul | 8.9465 | 0.72959 | 8.2169 | 39.5241
84330 | jul | 9.0609 | 0.63595 | 8.4249 | 34.7043
84331 | jul | 8.9619 | 0.67356 | 8.2883 | 34.3314
84332 | jul | 8.7877 | 0.60493 | 8.1828 | 32.4163
84333 | jul | 8.7194 | 0.64192 | 8.0775 | 32.7386
84335 | jul | 9.24 | 0.56727 | 8.6728 | 35.6603
84336 | jul | 9.2744 | 0.62148 | 8.653 | 39.4527
84337 | jul | 9.532 | 0.50535 | 9.0267 | 38.5674
84338 | jul | 9.3526 | 0.58047 | 8.7722 | 36.369
84339 | jul | 9.2879 | 0.52674 | 8.7612 | 35.042
84340 | jul | 9.7195 | 0.4819 | 9.2376 | 38.2962
84341 | jul | 8.7757 | 0.60993 | 8.1658 | 32.789
84401 | jul | 9.8861 | 0.49644 | 9.3897 | 38.9457
84403 | jul | 9.2312 | 0.54318 | 8.688 | 33.7081
84404 | jul | 9.9922 | 0.46157 | 9.5306 | 40.4431
84405 | jul | 9.428 | 0.52808 | 8.8999 | 35.3446
84408 | jul | 9.3347 | 0.53356 | 8.8011 | 34.5752
84414 | jul | 9.1565 | 0.57816 | 8.5783 | 33.0505
84501 | jul | 8.8866 | 0.91369 | 7.9729 | 42.0778
84510 | jun | 10.7157 | 0.14806 | 10.5676 | 60.1629
84511 | jun | 9.8886 | 0.23764 | 9.651 | 52.6434
84520 | jul | 8.6279 | 0.97138 | 7.6565 | 40.5881
84523 | jul | 9.1705 | 0.76958 | 8.4009 | 48.6201
84525 | jul | 9.9292 | 0.65092 | 9.2782 | 53.7578
84526 | jul | 8.1423 | 1.1667 | 6.9756 | 32.6906
84528 | jul | 8.8812 | 0.92038 | 7.9608 | 42.6246
84531 | jun | 10.7102 | 0.13003 | 10.5801 | 60.4785
84532 | jun | 9.552 | 0.35904 | 9.1929 | 50.0326
84533 | jun | 10.6686 | 0.14177 | 10.5268 | 60.3268
84535 | jun | 9.5842 | 0.33069 | 9.2535 | 49.1857
84536 | jun | 10.7945 | 0.12202 | 10.6724 | 61.5795
84540 | jun | 9.5361 | 0.34843 | 9.1877 | 51.4889
84542 | jul | 9.427 | 0.73479 | 8.6922 | 48.0365
84601 | jul | 9.8103 | 0.67817 | 9.1321 | 39.601
84602 | jul | 9.2656 | 0.7938 | 8.4718 | 34.0222
84604 | jul | 8.6587 | 0.95062 | 7.7081 | 26.2558
84606 | jul | 9.0976 | 0.85894 | 8.2386 | 31.7986
84621 | jul | 9.2713 | 0.72706 | 8.5442 | 44.5549
84622 | jul | 9.3968 | 0.68799 | 8.7088 | 45.4038
84624 | jul | 10.3263 | 0.47673 | 9.8496 | 50.8231
84627 | jul | 8.0428 | 1.1501 | 6.8927 | 31.786
84628 | jul | 9.9358 | 0.60235 | 9.3335 | 44.3387
84629 | jul | 8.4368 | 1.0324 | 7.4043 | 32.0173
84630 | jul | 9.2532 | 0.75271 | 8.5005 | 42.116
84631 | jul | 9.9539 | 0.65263 | 9.3013 | 48.8976
84634 | jul | 9.3795 | 0.70466 | 8.6749 | 44.4107
84635 | jul | 10.5952 | 0.3969 | 10.1983 | 54.675
84642 | jul | 7.9724 | 1.1709 | 6.8015 | 32.5259
84645 | jul | 9.5445 | 0.79748 | 8.747 | 39.075
84647 | jul | 8.4201 | 1.012 | 7.4082 | 34.3502
84648 | jul | 9.6072 | 0.72272 | 8.8845 | 41.8422
84651 | jul | 9.7296 | 0.758 | 8.9716 | 38.9255
84653 | jul | 9.4535 | 0.80975 | 8.6437 | 36.3223
84654 | jul | 8.4861 | 0.9683 | 7.5178 | 40.195
84655 | jul | 8.9415 | 0.92544 | 8.0161 | 33.1867
84660 | jul | 9.5578 | 0.77943 | 8.7784 | 37.4704
84663 | jul | 8.6717 | 0.96388 | 7.7078 | 28.1342
84664 | jul | 9.329 | 0.82208 | 8.507 | 34.435
84701 | jun | 7.679 | 0.50832 | 7.1707 | 38.3794
84710 | jun | 7.8466 | 0.41204 | 7.4345 | 37.7451
84712 | jun | 7.4319 | 0.44673 | 6.9852 | 37.7508
84713 | jun | 7.974 | 0.50023 | 7.4738 | 40.2474
84714 | jul | 10.1099 | 0.84016 | 9.2698 | 54.5603
84716 | jun | 8.7786 | 0.30145 | 8.4772 | 47.0401
84719 | jun | 7.2003 | 0.5343 | 6.666 | 32.1241
84720 | jun | 9.1268 | 0.32461 | 8.8022 | 49.9456
84721 | jun | 8.9611 | 0.34138 | 8.6197 | 48.1818
84722 | jun | 9.4071 | 0.3018 | 9.1053 | 52.4054
84726 | jun | 8.2092 | 0.34504 | 7.8641 | 43.0737
84728 | jul | 10.0435 | 0.55891 | 9.4845 | 51.1806
84729 | jun | 8.5694 | 0.35513 | 8.2142 | 43.2856
84731 | jun | 8.8325 | 0.40925 | 8.4232 | 47.3346
84734 | jun | 9.9505 | 0.20548 | 9.745 | 56.0823
84737 | jun | 10.1056 | 0.31098 | 9.7946 | 55.4644
84738 | jun | 11.3372 | 0.18338 | 11.1538 | 68.4311
84739 | jul | 8.7619 | 0.94427 | 7.8176 | 42.4764
84741 | jun | 9.9368 | 0.21575 | 9.721 | 54.8541
84743 | jun | 7.6554 | 0.44533 | 7.2101 | 39.8528
84745 | jun | 10.9629 | 0.2701 | 10.6928 | 62.5523
84747 | jun | 7.4678 | 0.46558 | 7.0023 | 37.9939
84750 | jun | 7.5717 | 0.51401 | 7.0577 | 37.7598
84751 | jul | 9.6173 | 0.79994 | 8.8173 | 49.1322
84753 | jun | 9.4154 | 0.27201 | 9.1434 | 54.0913
84754 | jun | 7.8135 | 0.48257 | 7.3309 | 40.1238
84755 | jun | 9.4321 | 0.34112 | 9.091 | 49.5286
84756 | jun | 9.1739 | 0.31032 | 8.8636 | 51.6739
84757 | jun | 9.137 | 0.33614 | 8.8009 | 49.2546
84758 | jun | 9.2576 | 0.3394 | 8.9182 | 48.338
84759 | jun | 7.7237 | 0.43541 | 7.2883 | 38.8078
84760 | jun | 8.4373 | 0.40918 | 8.0281 | 44.4444
84761 | jun | 8.1886 | 0.43137 | 7.7572 | 41.4737
84765 | jun | 11.6737 | 0.16701 | 11.5067 | 71.1487
84766 | jul | 8.6219 | 0.99996 | 7.6219 | 40.9808
84770 | jun | 11.0924 | 0.18146 | 10.911 | 67.2298
84772 | jun | 7.6576 | 0.48569 | 7.1719 | 36.4463
84773 | jun | 7.8684 | 0.39495 | 7.4734 | 40.9851
84775 | jun | 7.3883 | 0.45992 | 6.9284 | 37.2163
84780 | jun | 11.4318 | 0.20064 | 11.2312 | 68.3509
84781 | jun | 9.2326 | 0.33448 | 8.8982 | 50.2252
84782 | jun | 10.0295 | 0.25887 | 9.7706 | 57.5496
84783 | jun | 10.7575 | 0.21624 | 10.5413 | 63.5808
84790 | jun | 12.211 | 0.14635 | 12.0647 | 75.3673
85003 | jun | 13.3987 | 0.01606 | 13.3826 | 90.6447
85004 | jun | 13.3935 | 0.016236 | 13.3772 | 90.5717
85006 | jun | 13.3659 | 0.017115 | 13.3487 | 90.2068
85007 | jun | 13.4128 | 0.015438 | 13.3973 | 90.8365
85008 | jun | 13.3297 | 0.018285 | 13.3114 | 89.6962
85009 | jun | 13.4451 | 0.013965 | 13.4311 | 91.2685
85012 | jun | 13.3367 | 0.018049 | 13.3186 | 89.8652
85013 | jun | 13.3463 | 0.017646 | 13.3286 | 90.0021
85014 | jun | 13.329 | 0.018348 | 13.3106 | 89.7522
85015 | jun | 13.3662 | 0.016725 | 13.3495 | 90.2747
85016 | jun | 13.3002 | 0.019405 | 13.2808 | 89.3525
85017 | jun | 13.3862 | 0.015742 | 13.3705 | 90.5511
85018 | jun | 13.2896 | 0.019795 | 13.2699 | 89.1739
85019 | jun | 13.4073 | 0.014773 | 13.3925 | 90.8369
85020 | jun | 13.2682 | 0.020515 | 13.2477 | 88.9452
85021 | jun | 13.3087 | 0.018622 | 13.2901 | 89.5554
85022 | jun | 13.2098 | 0.024581 | 13.1853 | 87.5846
85023 | jun | 13.2585 | 0.022479 | 13.2361 | 88.2115
85024 | jun | 13.1387 | 0.030035 | 13.1087 | 85.8072
85027 | jun | 13.2377 | 0.025071 | 13.2126 | 87.3052
85028 | jun | 13.2273 | 0.022227 | 13.2051 | 88.3632
85029 | jun | 13.2983 | 0.01925 | 13.2791 | 89.2604
85031 | jun | 13.4451 | 0.013185 | 13.4319 | 91.3355
85032 | jun | 13.153 | 0.026949 | 13.126 | 86.8521
85033 | jun | 13.4877 | 0.011159 | 13.4765 | 91.917
85034 | jun | 13.3786 | 0.016587 | 13.362 | 90.3479
85035 | jun | 13.4877 | 0.011515 | 13.4761 | 91.8826
85037 | jun | 13.5355 | 0.009354 | 13.5261 | 92.4577
85040 | jun | 13.4038 | 0.015775 | 13.388 | 90.6596
85041 | jun | 13.4406 | 0.014428 | 13.4262 | 91.1617
85042 | jun | 13.4115 | 0.015675 | 13.3958 | 90.7235
85043 | jun | 13.511 | 0.010941 | 13.5001 | 92.1522
85044 | jun | 13.3985 | 0.016191 | 13.3823 | 90.4972
85045 | jun | 13.3938 | 0.015914 | 13.3779 | 90.5125
85048 | jun | 13.4105 | 0.015691 | 13.3948 | 90.6841
85050 | jun | 13.0368 | 0.034426 | 13.0024 | 84.486
85051 | jun | 13.3537 | 0.016503 | 13.3372 | 90.1756
85053 | jun | 13.2995 | 0.02029 | 13.2792 | 88.8425
85054 | jun | 12.9544 | 0.037586 | 12.9169 | 83.5504
85083 | jun | 13.2543 | 0.025366 | 13.2289 | 87.0545
85085 | jun | 13.1197 | 0.032465 | 13.0872 | 84.9893
85086 | jun | 12.8546 | 0.044871 | 12.8097 | 81.5856
85087 | jun | 12.5803 | 0.057308 | 12.523 | 78.2713
85201 | jun | 13.2873 | 0.01952 | 13.2677 | 88.8895
85202 | jun | 13.3335 | 0.017787 | 13.3157 | 89.5986
85203 | jun | 13.2484 | 0.021637 | 13.2267 | 88.1012
85204 | jun | 13.2888 | 0.018995 | 13.2698 | 88.8443
85205 | jun | 13.2212 | 0.023708 | 13.1975 | 87.247
85206 | jun | 13.2488 | 0.022059 | 13.2268 | 87.7908
85207 | jun | 13.1549 | 0.03132 | 13.1236 | 85.039
85208 | jun | 13.183 | 0.029586 | 13.1535 | 85.6083
85209 | jun | 13.1981 | 0.028844 | 13.1692 | 85.9219
85210 | jun | 13.3172 | 0.01824 | 13.2989 | 89.322
85212 | jun | 13.2305 | 0.027201 | 13.2033 | 86.6096
85213 | jun | 13.2353 | 0.022167 | 13.2131 | 87.8045
85215 | jun | 13.1066 | 0.034282 | 13.0723 | 84.1476
85218 | jun | 12.5082 | 0.063717 | 12.4445 | 75.3743
85219 | jun | 12.9258 | 0.044828 | 12.881 | 81.0455
85220 | jun | 13.1005 | 0.036406 | 13.0641 | 83.6017
85222 | jun | 13.3691 | 0.026994 | 13.3422 | 88.8898
85223 | jun | 13.2144 | 0.029411 | 13.185 | 88.0927
85224 | jun | 13.3596 | 0.01763 | 13.3419 | 89.8527
85225 | jun | 13.3433 | 0.018632 | 13.3247 | 89.4551
85226 | jun | 13.4044 | 0.016564 | 13.3878 | 90.4632
85228 | jun | 13.3293 | 0.029953 | 13.2993 | 87.4652
85231 | jun | 13.0789 | 0.037704 | 13.0412 | 86.2152
85232 | jun | 12.571 | 0.071955 | 12.499 | 77.9282
85233 | jun | 13.319 | 0.018901 | 13.3001 | 89.1635
85234 | jun | 13.2769 | 0.021099 | 13.2558 | 88.2679
85236 | jun | 13.2673 | 0.023684 | 13.2436 | 87.6576
85237 | jun | 12.0247 | 0.094615 | 11.9301 | 70.9055
85238 | jun | 13.418 | 0.019591 | 13.3984 | 90.1787
85239 | jun | 13.0196 | 0.020438 | 12.9991 | 87.5721
85240 | jun | 13.1323 | 0.03561 | 13.0967 | 84.2313
85242 | jun | 13.2814 | 0.026138 | 13.2552 | 87.5274
85243 | jun | 13.258 | 0.03026 | 13.2277 | 86.3149
85245 | jun | 12.9419 | 0.050783 | 12.8912 | 84.368
85247 | jun | 13.3619 | 0.020929 | 13.341 | 89.3789
85248 | jun | 13.3951 | 0.01813 | 13.377 | 90.0439
85249 | jun | 13.3608 | 0.020723 | 13.3401 | 89.192
85250 | jun | 13.2156 | 0.022958 | 13.1926 | 88.0453
85251 | jun | 13.2566 | 0.021077 | 13.2356 | 88.66
85253 | jun | 13.2256 | 0.022321 | 13.2033 | 88.3139
85254 | jun | 13.112 | 0.028316 | 13.0837 | 86.4234
85255 | jun | 12.8621 | 0.045522 | 12.8166 | 81.4334
85256 | jun | 13.1744 | 0.027384 | 13.147 | 86.4919
85257 | jun | 13.2868 | 0.019723 | 13.2671 | 89.0654
85258 | jun | 13.1669 | 0.025489 | 13.1415 | 87.2557
85259 | jun | 13.0889 | 0.03292 | 13.056 | 84.9547
85260 | jun | 13.0717 | 0.030862 | 13.0409 | 85.6366
85262 | jun | 11.9771 | 0.09678 | 11.8803 | 68.6677
85263 | jun | 12.599 | 0.064422 | 12.5346 | 76.5392
85264 | jun | 12.338 | 0.072389 | 12.2656 | 73.0989
85266 | jun | 12.6251 | 0.055147 | 12.5699 | 78.5145
85268 | jun | 13.0175 | 0.039195 | 12.9783 | 83.0945
85272 | jun | 13.3207 | 0.021148 | 13.2996 | 89.5525
85273 | jun | 12.0874 | 0.08275 | 12.0046 | 70.6665
85281 | jun | 13.3359 | 0.017727 | 13.3182 | 89.7441
85282 | jun | 13.3575 | 0.017013 | 13.3405 | 90.0107
85283 | jun | 13.3676 | 0.016884 | 13.3507 | 90.1177
85284 | jun | 13.3781 | 0.016729 | 13.3613 | 90.2309
85286 | jun | 13.3622 | 0.018833 | 13.3434 | 89.5767
85287 | jun | 13.3457 | 0.017307 | 13.3284 | 89.884
85292 | jun | 11.704 | 0.1271 | 11.5769 | 68.1285
85293 | jun | 12.9746 | 0.02764 | 12.9469 | 86.5574
85294 | jun | 13.325 | 0.028295 | 13.2967 | 88.3525
85295 | jun | 13.3048 | 0.021383 | 13.2834 | 88.4781
85296 | jun | 13.2928 | 0.021052 | 13.2717 | 88.4284
85297 | jun | 13.3172 | 0.021617 | 13.2956 | 88.5504
85298 | jun | 13.3243 | 0.022414 | 13.3019 | 88.4889
85301 | jun | 13.4256 | 0.013509 | 13.4121 | 91.1252
85302 | jun | 13.3951 | 0.014368 | 13.3808 | 90.7635
85303 | jun | 13.4694 | 0.011432 | 13.458 | 91.7263
85304 | jun | 13.3711 | 0.0157 | 13.3554 | 90.2871
85305 | jun | 13.5015 | 0.010133 | 13.4913 | 92.108
85306 | jun | 13.3509 | 0.017457 | 13.3335 | 89.6771
85307 | jun | 13.5338 | 0.009777 | 13.5241 | 92.2241
85308 | jun | 13.3317 | 0.019389 | 13.3124 | 89.0001
85309 | jun | 13.5742 | 0.009408 | 13.5647 | 92.3475
85310 | jun | 13.2928 | 0.022548 | 13.2703 | 87.9462
85321 | jun | 12.3207 | 0.006199 | 12.3145 | 85.5127
85322 | jun | 13.5754 | 0.004506 | 13.5709 | 93.6179
85323 | jun | 13.4833 | 0.01067 | 13.4727 | 91.8627
85324 | jun | 11.5452 | 0.12198 | 11.4233 | 64.1996
85326 | jun | 13.3687 | 0.005116 | 13.3636 | 92.6659
85328 | jun | 13.1112 | 2.1e-05 | 13.1112 | 94.5621
85331 | jun | 12.3757 | 0.069486 | 12.3062 | 75.0683
85332 | jun | 11.8174 | 0.060861 | 11.7565 | 72.8215
85333 | jun | 13.4169 | 0.00033 | 13.4166 | 96.6212
85335 | jun | 13.507 | 0.01123 | 13.4957 | 91.6063
85337 | jun | 13.4502 | 0.003047 | 13.4471 | 94.4065
85338 | jun | 13.581 | 0.008075 | 13.5729 | 92.8904
85339 | jun | 13.3938 | 0.014128 | 13.3797 | 90.7938
85340 | jun | 13.5477 | 0.00969 | 13.538 | 92.0754
85341 | jun | 12.1067 | 0.00373 | 12.103 | 85.4293
85342 | jun | 12.5129 | 0.037509 | 12.4754 | 80.0246
85343 | jun | 13.605 | 0.005175 | 13.5999 | 93.6576
85344 | jun | 13.0919 | 0.000861 | 13.091 | 92.5134
85345 | jun | 13.4648 | 0.011377 | 13.4534 | 91.621
85347 | jun | 12.9805 | 0.000412 | 12.9801 | 93.8048
85348 | jun | 12.7332 | 0.006219 | 12.727 | 86.9523
85350 | jun | 12.4948 | 1e-06 | 12.4948 | 95.3345
85351 | jun | 13.4619 | 0.012282 | 13.4496 | 91.2294
85353 | jun | 13.5554 | 0.008808 | 13.5466 | 92.7278
85354 | jun | 13.3387 | 0.005354 | 13.3334 | 91.5457
85355 | jun | 13.51 | 0.011036 | 13.499 | 91.4008
85356 | jun | 12.7026 | 9.9e-05 | 12.7025 | 92.7162
85361 | jun | 13.0272 | 0.020045 | 13.0072 | 86.2445
85362 | jun | 10.4521 | 0.13494 | 10.3172 | 58.0827
85363 | jun | 13.4949 | 0.011114 | 13.4838 | 91.6493
85364 | jun | 12.8253 | 1e-06 | 12.8253 | 96.8988
85365 | jun | 12.8597 | 3e-06 | 12.8596 | 96.8811
85367 | jun | 12.8676 | 8e-06 | 12.8676 | 96.325
85373 | jun | 12.9027 | 0.032814 | 12.8699 | 83.5163
85374 | jun | 13.4311 | 0.014326 | 13.4167 | 90.2441
85375 | jun | 13.3882 | 0.01605 | 13.3721 | 89.6249
85379 | jun | 13.5179 | 0.011658 | 13.5062 | 91.3836
85381 | jun | 13.4198 | 0.01363 | 13.4062 | 90.8327
85382 | jun | 13.3939 | 0.015871 | 13.378 | 90.0106
85383 | jun | 13.2539 | 0.022914 | 13.231 | 87.5102
85387 | jun | 13.2165 | 0.019457 | 13.1971 | 87.6565
85388 | jun | 13.4263 | 0.013537 | 13.4128 | 90.2226
85390 | jun | 12.5519 | 0.020879 | 12.531 | 82.2845
85392 | jun | 13.566 | 0.008731 | 13.5573 | 92.6976
85395 | jun | 13.5922 | 0.008382 | 13.5838 | 92.7264
85396 | jun | 13.2075 | 0.015581 | 13.1919 | 88.2429
85501 | jun | 11.0695 | 0.16376 | 10.9057 | 59.7021
85530 | jun | 11.2971 | 0.19219 | 11.1049 | 64.6215
85533 | jun | 9.558 | 0.4102 | 9.1478 | 50.1824
85534 | jun | 10.951 | 0.27663 | 10.6743 | 64.0965
85535 | jun | 11.7142 | 0.17723 | 11.5369 | 69.6969
85539 | jun | 11.4536 | 0.11858 | 11.335 | 62.8231
85540 | jun | 10.8484 | 0.28039 | 10.568 | 62.7975
85541 | jun | 10.5568 | 0.17534 | 10.3815 | 54.2005
85542 | jun | 10.5343 | 0.2361 | 10.2982 | 55.5276
85543 | jun | 11.1992 | 0.22473 | 10.9745 | 64.6703
85544 | jun | 9.6488 | 0.20704 | 9.4418 | 45.8557
85545 | jun | 11.6896 | 0.11064 | 11.579 | 64.7629
85546 | jun | 11.2578 | 0.23317 | 11.0246 | 67.2774
85550 | jun | 10.2206 | 0.32512 | 9.8954 | 54.6384
85552 | jun | 10.637 | 0.31271 | 10.3243 | 60.2427
85602 | jun | 10.6926 | 0.23008 | 10.4625 | 61.8231
85603 | jun | 10.1221 | 0.35695 | 9.7651 | 58.1938
85606 | jun | 10.5494 | 0.274 | 10.2754 | 61.5616
85607 | jun | 10.4755 | 0.3179 | 10.1576 | 62.1448
85610 | jun | 10.1584 | 0.3612 | 9.7972 | 58.269
85611 | jun | 9.5957 | 0.32265 | 9.273 | 51.4577
85613 | jun | 9.6728 | 0.32242 | 9.3504 | 52.5315
85614 | jun | 11.1171 | 0.16657 | 10.9506 | 66.7809
85615 | jun | 9.6757 | 0.39948 | 9.2762 | 53.0855
85616 | jun | 10.1244 | 0.2703 | 9.8541 | 57.2613
85617 | jun | 10.5263 | 0.29349 | 10.2328 | 62.2954
85618 | jun | 11.6918 | 0.12697 | 11.5648 | 68.31
85619 | jun | 10.5657 | 0.24319 | 10.3225 | 57.6491
85621 | jun | 10.0536 | 0.24945 | 9.8042 | 56.7195
85622 | jun | 11.1186 | 0.16266 | 10.956 | 66.8824
85623 | jun | 11.1076 | 0.16174 | 10.9459 | 61.2594
85624 | jun | 9.5207 | 0.34584 | 9.1749 | 50.8756
85625 | jun | 10.4525 | 0.30782 | 10.1447 | 60.6939
85629 | jun | 11.6271 | 0.13968 | 11.4874 | 71.9795
85630 | jun | 10.3965 | 0.26403 | 10.1325 | 59.9192
85631 | jun | 11.7354 | 0.12545 | 11.6099 | 68.6276
85632 | jun | 10.7199 | 0.28653 | 10.4333 | 63.2856
85634 | jun | 12.0824 | 0.042321 | 12.0401 | 79.8922
85635 | jun | 10.2806 | 0.26833 | 10.0122 | 59.5265
85637 | jun | 9.7968 | 0.28256 | 9.5142 | 53.4172
85638 | jun | 10.3894 | 0.28892 | 10.1005 | 60.2078
85640 | jun | 10.2553 | 0.22477 | 10.0306 | 58.1454
85641 | jun | 10.5346 | 0.22302 | 10.3116 | 60.4092
85643 | jun | 10.5048 | 0.28902 | 10.2158 | 59.739
85645 | jun | 10.6886 | 0.18386 | 10.5048 | 62.8504
85648 | jun | 10.2657 | 0.2169 | 10.0488 | 58.7185
85650 | jun | 9.7846 | 0.35467 | 9.4299 | 54.1263
85653 | jun | 12.74 | 0.059818 | 12.6802 | 82.8187
85658 | jun | 12.5373 | 0.082848 | 12.4545 | 78.7891
85701 | jun | 12.4512 | 0.10715 | 12.344 | 79.9947
85704 | jun | 12.1924 | 0.11456 | 12.0779 | 76.0785
85705 | jun | 12.4197 | 0.10744 | 12.3123 | 79.19
85706 | jun | 12.3107 | 0.11041 | 12.2003 | 79.1601
85707 | jun | 12.0748 | 0.121 | 11.9537 | 76.7423
85708 | jun | 12.2336 | 0.11549 | 12.1181 | 78.233
85709 | jun | 12.4255 | 0.10636 | 12.3192 | 79.5863
85710 | jun | 12.0867 | 0.12138 | 11.9653 | 76.6273
85711 | jun | 12.3594 | 0.11229 | 12.2471 | 79.2666
85712 | jun | 12.3921 | 0.11336 | 12.2788 | 79.2334
85713 | jun | 12.3729 | 0.10777 | 12.2651 | 79.2739
85714 | jun | 12.3708 | 0.10902 | 12.2618 | 79.5882
85715 | jun | 12.1255 | 0.12191 | 12.0036 | 76.784
85716 | jun | 12.5028 | 0.10814 | 12.3947 | 80.3731
85718 | jun | 12.1245 | 0.12365 | 12.0009 | 75.5899
85719 | jun | 12.4694 | 0.1081 | 12.3613 | 79.9448
85721 | jun | 12.5008 | 0.10687 | 12.3939 | 80.4474
85730 | jun | 11.9176 | 0.12717 | 11.7904 | 75.0681
85735 | jun | 12.1086 | 0.097979 | 12.0106 | 76.7712
85736 | jun | 11.0059 | 0.14736 | 10.8585 | 66.2235
85737 | jun | 11.8587 | 0.12681 | 11.7318 | 71.784
85739 | jun | 11.3362 | 0.15374 | 11.1824 | 65.2795
85741 | jun | 12.3775 | 0.10432 | 12.2731 | 78.212
85742 | jun | 12.427 | 0.098614 | 12.3284 | 78.2322
85743 | jun | 12.643 | 0.081714 | 12.5613 | 81.4863
85745 | jun | 12.4123 | 0.10367 | 12.3086 | 79.2967
85746 | jun | 12.043 | 0.11793 | 11.925 | 76.0672
85747 | jun | 11.615 | 0.14516 | 11.4698 | 71.8798
85748 | jun | 11.5624 | 0.14976 | 11.4126 | 71.0661
85749 | jun | 11.4008 | 0.16975 | 11.231 | 68.9122
85750 | jun | 11.7457 | 0.15327 | 11.5924 | 71.9423
85755 | jun | 11.8668 | 0.12161 | 11.7452 | 71.527
85756 | jun | 12.0475 | 0.12004 | 11.9274 | 76.8132
85757 | jun | 12.2479 | 0.10774 | 12.1401 | 77.9455
85901 | jun | 9.2592 | 0.33784 | 8.9214 | 45.9992
85920 | jun | 8.2179 | 0.55918 | 7.6587 | 38.4439
85922 | jun | 8.8699 | 0.46832 | 8.4016 | 44.2976
85924 | jun | 9.7201 | 0.26946 | 9.4506 | 52.8732
85925 | jun | 8.0862 | 0.56107 | 7.5251 | 37.3774
85928 | jun | 9.2398 | 0.25394 | 8.9859 | 44.7382
85929 | jun | 9.2012 | 0.32742 | 8.8738 | 46.4475
85935 | jun | 9.0549 | 0.35007 | 8.7049 | 45.2625
85936 | jun | 9.7537 | 0.2851 | 9.4686 | 54.0021
85937 | jun | 10.1712 | 0.18786 | 9.9834 | 56.6217
85938 | jun | 8.6892 | 0.40862 | 8.2806 | 43.9022
86001 | jun | 9.0662 | 0.2368 | 8.8294 | 43.1728
86004 | jun | 9.8412 | 0.17371 | 9.6675 | 49.3064
86021 | jun | 10.453 | 0.26183 | 10.1912 | 58.0438
86022 | jun | 9.5788 | 0.27278 | 9.3061 | 50.9616
86024 | jun | 9.1182 | 0.2155 | 8.9027 | 41.1067
86025 | jun | 10.6675 | 0.12526 | 10.5422 | 61.0414
86030 | jun | 9.9241 | 0.16202 | 9.7621 | 54.2074
86033 | jun | 9.9734 | 0.16884 | 9.8046 | 54.5982
86034 | jun | 9.9966 | 0.16204 | 9.8345 | 54.6348
86035 | jun | 10.9389 | 0.12417 | 10.8147 | 60.2994
86036 | jun | 10.179 | 0.1951 | 9.9839 | 56.4262
86038 | jun | 8.675 | 0.22345 | 8.4516 | 37.5356
86039 | jun | 10.5463 | 0.12804 | 10.4183 | 58.9284
86040 | jun | 10.6895 | 0.13379 | 10.5557 | 60.923
86042 | jun | 10.2249 | 0.14456 | 10.0803 | 56.3752
86043 | jun | 10.2605 | 0.14138 | 10.1191 | 56.6687
86044 | jun | 10.4485 | 0.13193 | 10.3166 | 58.3549
86045 | jun | 10.5882 | 0.14077 | 10.4474 | 59.5987
86046 | jun | 9.5875 | 0.2454 | 9.3422 | 50.3099
86047 | jun | 10.5454 | 0.13937 | 10.4061 | 58.8134
86053 | jun | 10.0538 | 0.1718 | 9.882 | 55.7801
86054 | jun | 9.6733 | 0.18503 | 9.4883 | 52.463
86301 | jun | 10.1109 | 0.18484 | 9.9261 | 53.6686
86303 | jun | 9.88 | 0.18542 | 9.6946 | 51.3008
86305 | jun | 10.499 | 0.14459 | 10.3544 | 60.7985
86314 | jun | 10.2158 | 0.17972 | 10.0361 | 53.8439
86315 | jun | 10.2207 | 0.17909 | 10.0416 | 54.3717
86320 | jun | 10.1115 | 0.20446 | 9.907 | 56.1916
86321 | jun | 11.1824 | 0.086154 | 11.0963 | 68.6251
86322 | jun | 11.2156 | 0.15315 | 11.0624 | 60.1532
86323 | jun | 10.5066 | 0.17072 | 10.3358 | 58.2945
86324 | jun | 10.4974 | 0.16991 | 10.3275 | 56.0005
86325 | jun | 11.3472 | 0.14746 | 11.1997 | 61.8502
86326 | jun | 10.5709 | 0.16636 | 10.4045 | 55.6559
86327 | jun | 10.4813 | 0.16471 | 10.3166 | 55.4251
86332 | jun | 11.0918 | 0.097925 | 10.9939 | 65.9976
86333 | jun | 11.0102 | 0.14721 | 10.863 | 59.273
86334 | jun | 10.4723 | 0.18056 | 10.2917 | 58.6589
86335 | jun | 11.3524 | 0.15276 | 11.1997 | 60.947
86336 | jun | 9.5324 | 0.20759 | 9.3248 | 45.7161
86337 | jun | 10.1454 | 0.17467 | 9.9707 | 58.6136
86343 | jun | 10.7541 | 0.1337 | 10.6204 | 58.5915
86351 | jun | 10.8552 | 0.16056 | 10.6946 | 56.7325
86401 | jun | 11.5632 | 0.089705 | 11.4735 | 73.7595
86403 | jun | 13.5147 | 0.002576 | 13.5121 | 94.8952
86404 | jun | 13.0653 | 0.011274 | 13.0541 | 89.7144
86406 | jun | 12.2562 | 0.037624 | 12.2186 | 81.0037
86409 | jun | 11.6772 | 0.073165 | 11.604 | 75.3086
86411 | jun | 10.8645 | 0.12756 | 10.737 | 66.6282
86413 | jun | 12.6039 | 0.031216 | 12.5727 | 84.5749
86426 | jun | 14.1038 | 0.003542 | 14.1003 | 99.1243
86429 | jun | 13.3113 | 0.012818 | 13.2985 | 91.6949
86432 | jun | 11.1358 | 0.17971 | 10.9561 | 66.9935
86434 | jun | 10.6018 | 0.18968 | 10.4121 | 62.482
86435 | jun | 10.3953 | 0.23843 | 10.1569 | 57.9375
86436 | jun | 13.9301 | 0.002602 | 13.9275 | 98.07
86440 | jun | 14.0362 | 0.00309 | 14.0331 | 99.0195
86441 | jun | 12.463 | 0.045036 | 12.418 | 82.8522
86442 | jun | 12.4034 | 0.034616 | 12.3688 | 83.0265
86444 | jun | 12.2605 | 0.078667 | 12.1818 | 79.5683
86445 | jun | 13.2459 | 0.030727 | 13.2152 | 89.478
86502 | jun | 10.1292 | 0.20595 | 9.9232 | 56.9606
86503 | jun | 9.8792 | 0.19044 | 9.6888 | 53.6715
86505 | jun | 9.6407 | 0.22519 | 9.4155 | 52.1387
86507 | jun | 9.5353 | 0.24242 | 9.2929 | 50.306
86510 | jun | 9.6278 | 0.18783 | 9.4399 | 51.5546
86514 | jun | 10.1552 | 0.18603 | 9.9692 | 55.5493
86535 | jun | 10.5338 | 0.13553 | 10.3983 | 59.2474
86538 | jun | 10.2666 | 0.16093 | 10.1056 | 56.7322
86556 | jun | 9.4232 | 0.2547 | 9.1685 | 49.2513
87001 | jun | 9.9409 | 0.63926 | 9.3017 | 56.0777
87002 | jun | 10.3001 | 0.42587 | 9.8743 | 61.5734
87004 | jun | 10.2364 | 0.5755 | 9.6609 | 57.7215
87005 | jun | 8.78 | 0.46179 | 8.3182 | 45.5966
87006 | jun | 10.5903 | 0.3769 | 10.2134 | 64.5244
87007 | jun | 9.9082 | 0.41724 | 9.491 | 56.5777
87008 | jun | 9.2008 | 0.67617 | 8.5246 | 49.5586
87009 | jun | 9.1283 | 0.9342 | 8.1941 | 52.089
87010 | jun | 9.6428 | 0.72115 | 8.9217 | 54.055
87012 | jun | 7.7732 | 0.84773 | 6.9254 | 33.2985
87013 | jun | 9.0549 | 0.5815 | 8.4734 | 45.6004
87014 | jun | 9.0682 | 0.47108 | 8.5971 | 48.5732
87015 | jun | 9.2406 | 0.71197 | 8.5287 | 50.6226
87016 | jun | 9.3616 | 0.65598 | 8.7056 | 52.2529
87017 | jun | 7.6961 | 0.8688 | 6.8273 | 32.7056
87018 | jun | 7.8673 | 0.77845 | 7.0888 | 33.979
87020 | jun | 8.9714 | 0.50655 | 8.4649 | 47.3514
87021 | jun | 9.2745 | 0.44026 | 8.8342 | 50.9457
87023 | jun | 10.311 | 0.38388 | 9.9271 | 61.0147
87024 | jun | 9.4071 | 0.68097 | 8.7261 | 48.2382
87025 | jun | 7.9762 | 0.84535 | 7.1309 | 35.1349
87026 | jun | 9.8781 | 0.42853 | 9.4495 | 56.1761
87027 | jun | 8.1099 | 0.73319 | 7.3767 | 36.4094
87028 | jun | 10.5086 | 0.39238 | 10.1162 | 63.7114
87029 | jun | 8.1898 | 0.70989 | 7.4799 | 36.9892
87031 | jun | 10.3985 | 0.42461 | 9.9739 | 62.2115
87035 | jun | 9.1358 | 0.96667 | 8.1691 | 51.3227
87036 | jun | 9.3545 | 0.57653 | 8.778 | 51.9076
87041 | jun | 9.7974 | 0.68836 | 9.109 | 54.1812
87042 | jun | 10.2438 | 0.47518 | 9.7686 | 60.2289
87043 | jun | 9.6794 | 0.63663 | 9.0428 | 53.4872
87044 | jun | 8.7338 | 0.79965 | 7.9341 | 42.4921
87045 | jun | 8.9326 | 0.45025 | 8.4823 | 47.1351
87046 | jun | 8.3226 | 0.69257 | 7.63 | 38.2748
87047 | jun | 9.2762 | 0.70876 | 8.5674 | 50.3394
87048 | jun | 10.5443 | 0.47763 | 10.0667 | 61.7914
87052 | jun | 9.9988 | 0.64913 | 9.3497 | 55.7926
87053 | jun | 9.8858 | 0.59498 | 9.2908 | 53.3111
87056 | jun | 9.2017 | 0.84657 | 8.3551 | 51.1109
87059 | jun | 9.2481 | 0.65511 | 8.593 | 50.4404
87060 | jun | 10.5698 | 0.39559 | 10.1742 | 64.5638
87062 | jun | 10.4257 | 0.40477 | 10.0209 | 62.8231
87063 | jun | 9.3304 | 0.68207 | 8.6483 | 52.675
87068 | jun | 10.4916 | 0.41345 | 10.0781 | 62.5499
87083 | jun | 9.6285 | 0.71175 | 8.9168 | 52.33
87102 | jun | 10.635 | 0.43908 | 10.1959 | 63.0759
87104 | jun | 10.6084 | 0.44193 | 10.1665 | 62.6164
87105 | jun | 10.6134 | 0.43294 | 10.1804 | 63.2739
87106 | jun | 10.6358 | 0.43887 | 10.1969 | 63.3078
87107 | jun | 10.5962 | 0.45276 | 10.1434 | 62.5184
87108 | jun | 10.5902 | 0.4523 | 10.1379 | 62.9033
87109 | jun | 10.5417 | 0.47089 | 10.0708 | 62.2035
87110 | jun | 10.5815 | 0.45831 | 10.1232 | 62.7111
87111 | jun | 9.932 | 0.55932 | 9.3727 | 56.4518
87112 | jun | 10.0937 | 0.52981 | 9.5639 | 58.0957
87113 | jun | 10.5893 | 0.46723 | 10.122 | 62.5234
87114 | jun | 10.3714 | 0.45264 | 9.9187 | 60.1851
87115 | jun | 10.0131 | 0.51675 | 9.4963 | 57.6672
87116 | jun | 10.2064 | 0.50014 | 9.7063 | 59.4012
87120 | jun | 10.5098 | 0.4469 | 10.0629 | 61.419
87121 | jun | 10.5788 | 0.4227 | 10.1561 | 62.719
87122 | jun | 9.7792 | 0.5912 | 9.188 | 54.8323
87123 | jun | 9.6982 | 0.58254 | 9.1156 | 54.3933
87124 | jun | 10.3198 | 0.49084 | 9.8289 | 59.0131
87131 | jun | 10.6486 | 0.44122 | 10.2074 | 63.2683
87144 | jun | 10.2702 | 0.52249 | 9.7477 | 58.0332
87301 | jun | 9.3123 | 0.31981 | 8.9925 | 50.0329
87310 | jun | 9.8827 | 0.23183 | 9.6508 | 55.8248
87312 | jun | 8.989 | 0.383 | 8.606 | 47.3902
87313 | jun | 9.3901 | 0.39751 | 8.9925 | 50.4018
87315 | jun | 9.3362 | 0.33744 | 8.9988 | 50.7149
87320 | jun | 9.3937 | 0.27586 | 9.1179 | 50.6501
87321 | jun | 9.0383 | 0.38804 | 8.6503 | 47.9205
87323 | jun | 9.088 | 0.5121 | 8.5759 | 47.4493
87325 | jun | 9.7199 | 0.25987 | 9.46 | 53.9487
87327 | jun | 9.3714 | 0.32124 | 9.0502 | 50.675
87328 | jun | 8.9637 | 0.32139 | 8.6423 | 46.2285
87401 | jun | 10.0464 | 0.25721 | 9.7892 | 55.983
87402 | jun | 10.3017 | 0.20706 | 10.0946 | 57.6976
87410 | jun | 9.7947 | 0.28044 | 9.5142 | 52.5031
87412 | jun | 9.6637 | 0.32845 | 9.3353 | 52.1387
87413 | jun | 9.5669 | 0.33317 | 9.2337 | 51.1096
87415 | jun | 10.1448 | 0.23131 | 9.9135 | 55.7726
87416 | jun | 10.6204 | 0.16683 | 10.4536 | 59.9813
87417 | jun | 10.5187 | 0.17502 | 10.3437 | 59.4524
87418 | jun | 9.7951 | 0.27451 | 9.5206 | 51.9557
87419 | jun | 9.5009 | 0.33566 | 9.1653 | 50.2462
87420 | jun | 10.1059 | 0.2083 | 9.8976 | 55.936
87421 | jun | 10.4217 | 0.18784 | 10.2338 | 58.2314
87501 | jun | 7.789 | 1.1473 | 6.6417 | 36.734
87505 | jun | 8.5607 | 0.98344 | 7.5772 | 44.9944
87506 | jun | 9.2301 | 0.81043 | 8.4196 | 50.1726
87507 | jun | 9.5811 | 0.74221 | 8.8389 | 53.5038
87508 | jun | 9.2544 | 0.82746 | 8.427 | 51.2501
87510 | jun | 8.8458 | 0.7851 | 8.0607 | 45.4547
87513 | jun | 7.7385 | 1.0434 | 6.6951 | 38.6329
87514 | jun | 7.8643 | 1.0381 | 6.8263 | 39.8626
87520 | jun | 7.4282 | 0.79995 | 6.6283 | 30.868
87521 | jun | 7.1159 | 1.3625 | 5.7534 | 30.4723
87522 | jun | 7.9753 | 1.1026 | 6.8728 | 38.837
87524 | jun | 7.0009 | 1.1545 | 5.8464 | 32.3949
87527 | jun | 8.6716 | 0.88633 | 7.7853 | 46.503
87528 | jun | 8.7109 | 0.53587 | 8.1751 | 42.7025
87530 | jun | 8.431 | 0.80737 | 7.6236 | 41.1798
87531 | jun | 9.1438 | 0.7827 | 8.3611 | 50.3262
87532 | jun | 9.3344 | 0.77165 | 8.5628 | 50.3412
87535 | jun | 8.1009 | 1.1282 | 6.9727 | 40.3556
87537 | jun | 9.0349 | 0.7911 | 8.2438 | 47.0484
87539 | jun | 8.8688 | 0.76567 | 8.1031 | 47.3714
87540 | jun | 9.1081 | 0.89934 | 8.2088 | 50.5326
87544 | jun | 8.7097 | 0.83477 | 7.875 | 43.2117
87549 | jun | 8.0978 | 0.8244 | 7.2734 | 43.6999
87552 | jun | 8.0057 | 1.2625 | 6.7432 | 40.1189
87553 | jun | 8.1744 | 1.0094 | 7.165 | 42.1288
87556 | jun | 6.8837 | 1.2555 | 5.6282 | 29.7851
87557 | jun | 7.457 | 1.2529 | 6.2041 | 34.6613
87560 | jun | 8.8503 | 1.1328 | 7.7175 | 48.8106
87564 | jun | 7.5269 | 1.0657 | 6.4613 | 36.6459
87565 | jun | 8.5407 | 1.2696 | 7.2711 | 45.9969
87566 | jun | 9.5306 | 0.74534 | 8.7852 | 52.7402
87567 | jun | 9.5177 | 0.76671 | 8.751 | 52.9683
87571 | jun | 7.4087 | 1.2485 | 6.1602 | 34.3564
87573 | jun | 7.0562 | 1.4093 | 5.6468 | 29.4924
87575 | jun | 7.6713 | 0.81347 | 6.8578 | 32.9989
87579 | jun | 7.1842 | 1.3227 | 5.8615 | 31.1835
87580 | jun | 6.8555 | 1.3223 | 5.5332 | 28.4517
87581 | jun | 7.3565 | 0.903 | 6.4535 | 33.4857
87701 | jun | 8.7416 | 1.3803 | 7.3613 | 48.3123
87711 | jun | 9.3559 | 1.2356 | 8.1203 | 54.4726
87713 | jun | 6.9352 | 1.5011 | 5.4341 | 28.9917
87714 | jun | 7.3839 | 1.5077 | 5.8761 | 35.2634
87715 | jun | 6.818 | 1.4728 | 5.3452 | 27.1344
87718 | jun | 6.7029 | 1.4947 | 5.2082 | 26.8264
87722 | jun | 7.6707 | 1.5439 | 6.1268 | 37.6735
87724 | jun | 9.4233 | 1.2481 | 8.1752 | 54.8694
87728 | jun | 8.5404 | 1.4043 | 7.136 | 48.5354
87729 | jun | 8.4123 | 1.5415 | 6.8708 | 46.599
87730 | jun | 8.5592 | 1.5382 | 7.021 | 49.3561
87731 | jun | 7.9165 | 1.3603 | 6.5562 | 39.7015
87732 | jun | 7.4918 | 1.4693 | 6.0225 | 35.4376
87733 | jun | 9.1864 | 1.6886 | 7.4979 | 55.1728
87734 | jun | 8.0554 | 1.5412 | 6.5142 | 42.2178
87740 | jun | 7.9056 | 1.4313 | 6.4742 | 43.0551
87742 | jun | 7.9269 | 1.391 | 6.536 | 40.1195
87743 | jun | 8.7069 | 1.6499 | 7.0569 | 51.1105
87745 | jun | 8.38 | 1.4076 | 6.9724 | 45.1192
87746 | jun | 8.8833 | 1.6831 | 7.2001 | 51.9093
87747 | jun | 8.4201 | 1.4337 | 6.9864 | 48.018
87750 | jun | 8.4374 | 1.5284 | 6.9091 | 46.0994
87752 | jun | 8.5863 | 1.5882 | 6.9981 | 48.1949
87801 | jun | 10.1781 | 0.49482 | 9.6833 | 60.5591
87820 | jun | 8.6603 | 0.49968 | 8.1606 | 43.5532
87821 | jun | 8.9266 | 0.54289 | 8.3837 | 46.1069
87823 | jun | 10.5364 | 0.38649 | 10.1499 | 64.3057
87825 | jun | 9.7296 | 0.45147 | 9.2781 | 55.3466
87827 | jun | 8.893 | 0.47748 | 8.4155 | 46.4951
87828 | jun | 10.4487 | 0.40954 | 10.0391 | 63.1057
87829 | jun | 9.0477 | 0.40059 | 8.6472 | 47.8658
87830 | jun | 8.9176 | 0.49579 | 8.4218 | 45.0542
87831 | jun | 10.4999 | 0.38945 | 10.1104 | 63.8925
87901 | jun | 10.6412 | 0.42995 | 10.2112 | 65.0678
87930 | jun | 10.758 | 0.34671 | 10.4113 | 66.2039
87931 | jun | 10.5542 | 0.41219 | 10.142 | 63.5424
87933 | jun | 10.8368 | 0.38707 | 10.4497 | 67.0487
87936 | jun | 11.0278 | 0.32029 | 10.7075 | 69.0358
87937 | jun | 10.8503 | 0.34827 | 10.502 | 67.6377
87940 | jun | 10.9167 | 0.36387 | 10.5528 | 68.1706
87941 | jun | 10.9929 | 0.32724 | 10.6656 | 68.7362
87942 | jun | 10.9123 | 0.37686 | 10.5355 | 67.8029
87943 | jun | 9.2774 | 0.58354 | 8.6939 | 49.2237
88001 | jun | 10.949 | 0.38183 | 10.5671 | 70.4804
88002 | jun | 10.9045 | 0.47217 | 10.4323 | 69.2969
88003 | jun | 10.9759 | 0.37982 | 10.5961 | 70.8735
88005 | jun | 10.867 | 0.33534 | 10.5317 | 68.6243
88007 | jun | 10.8519 | 0.36388 | 10.488 | 68.6498
88008 | jun | 11.1894 | 0.36607 | 10.8234 | 73.1993
88011 | jun | 10.6213 | 0.46847 | 10.1529 | 66.6116
88012 | jun | 10.802 | 0.40889 | 10.3931 | 67.5227
88020 | jun | 10.4632 | 0.28972 | 10.1734 | 62.9557
88021 | jun | 11.1513 | 0.37133 | 10.78 | 72.5855
88022 | jun | 9.7022 | 0.51335 | 9.1889 | 52.4412
88023 | jun | 9.9331 | 0.46726 | 9.4658 | 56.1967
88025 | jun | 10.2191 | 0.38246 | 9.8367 | 56.7553
88026 | jun | 9.6648 | 0.52241 | 9.1424 | 52.1283
88030 | jun | 10.8545 | 0.25272 | 10.6017 | 67.7377
88039 | jun | 9.079 | 0.54946 | 8.5295 | 45.6655
88041 | jun | 9.3718 | 0.59227 | 8.7795 | 48.751
88042 | jun | 9.8733 | 0.5017 | 9.3716 | 55.9783
88043 | jun | 10.5174 | 0.31764 | 10.1998 | 62.4288
88044 | jun | 11.0396 | 0.3118 | 10.7278 | 71.368
88045 | jun | 10.8224 | 0.2864 | 10.536 | 64.2162
88047 | jun | 10.9529 | 0.39334 | 10.5596 | 70.5555
88048 | jun | 10.9401 | 0.42196 | 10.5181 | 70.0975
88049 | jun | 9.1641 | 0.63548 | 8.5287 | 47.1444
88061 | jun | 9.6397 | 0.51047 | 9.1292 | 51.5558
88063 | jun | 11.2268 | 0.38153 | 10.8453 | 73.6426
88072 | jun | 11.0032 | 0.4096 | 10.5936 | 70.7673
88081 | jun | 11.1582 | 0.43113 | 10.727 | 72.4513
88101 | jun | 9.3831 | 2.1807 | 7.2024 | 56.2259
88103 | jun | 9.3951 | 2.1777 | 7.2173 | 56.6913
88112 | jun | 9.4162 | 2.1858 | 7.2304 | 55.6776
88113 | jun | 9.4858 | 2.1312 | 7.3546 | 57.8269
88114 | jun | 9.5119 | 1.9653 | 7.5467 | 58.5789
88116 | jun | 9.5036 | 1.8458 | 7.6578 | 57.6593
88118 | jun | 9.5497 | 1.7755 | 7.7742 | 57.6604
88119 | jun | 9.849 | 1.369 | 8.4799 | 60.5997
88120 | jun | 9.4093 | 2.0662 | 7.3431 | 55.9051
88121 | jun | 9.3997 | 1.6364 | 7.7634 | 55.8471
88123 | jun | 9.5078 | 2.074 | 7.4338 | 58.1694
88124 | jun | 9.4554 | 1.8717 | 7.5838 | 56.6821
88125 | jun | 9.5081 | 2.0318 | 7.4763 | 58.4018
88126 | jun | 9.4571 | 2.0108 | 7.4462 | 57.7083
88130 | jun | 9.445 | 2.1392 | 7.3058 | 57.3686
88132 | jun | 9.4397 | 2.1619 | 7.2779 | 57.3699
88133 | jun | 9.4587 | 2.0116 | 7.4471 | 57.108
88134 | jun | 9.6393 | 1.548 | 8.0912 | 58.6869
88135 | jul | 9.3354 | 2.2334 | 7.102 | 55.5766
88136 | jun | 9.713 | 1.2678 | 8.4453 | 59.5026
88201 | jun | 9.9904 | 1.2524 | 8.7379 | 62.3842
88203 | jun | 10.3994 | 0.96488 | 9.4346 | 66.3297
88210 | jun | 10.2967 | 1.0725 | 9.2242 | 66.3942
88213 | jun | 9.539 | 1.7726 | 7.7664 | 58.9518
88220 | jun | 10.1566 | 1.0878 | 9.0688 | 64.9091
88230 | jun | 10.3941 | 1.0003 | 9.3938 | 66.7817
88231 | jun | 9.9644 | 1.5925 | 8.3719 | 64.9374
88232 | jun | 10.0844 | 1.2842 | 8.8002 | 64.2934
88240 | jun | 9.8601 | 1.693 | 8.1671 | 63.7614
88242 | jun | 9.7312 | 1.7629 | 7.9683 | 62.2298
88250 | jun | 9.7849 | 1.1525 | 8.6324 | 59.3723
88252 | jun | 10.1446 | 1.4226 | 8.722 | 66.8542
88253 | jun | 10.3401 | 1.0047 | 9.3354 | 66.574
88256 | jun | 10.4588 | 1.138 | 9.3207 | 69.1365
88260 | jun | 9.694 | 1.7828 | 7.9112 | 61.4857
88264 | jun | 9.77 | 1.6324 | 8.1377 | 62.1975
88265 | jun | 9.852 | 1.706 | 8.146 | 63.7683
88267 | jun | 9.5592 | 1.8995 | 7.6597 | 59.277
88301 | jun | 9.8549 | 0.69035 | 9.1645 | 58.039
88310 | jun | 10.7232 | 0.55474 | 10.1685 | 67.1833
88312 | jun | 8.1824 | 1.2263 | 6.9561 | 41.3175
88314 | jun | 9.4121 | 0.90086 | 8.5112 | 53.1764
88316 | jun | 9.3108 | 1.0681 | 8.2426 | 55.1762
88317 | jun | 10.3022 | 0.85028 | 9.4519 | 63.4659
88318 | jun | 9.2393 | 1.0231 | 8.2162 | 53.9688
88321 | jun | 9.089 | 1.0788 | 8.0101 | 52.0502
88324 | jun | 8.7299 | 1.1299 | 7.6001 | 49.085
88330 | jun | 11.0901 | 0.4299 | 10.6602 | 71.2962
88336 | jun | 9.0868 | 1.1136 | 7.9732 | 53.1574
88337 | jun | 9.291 | 0.9519 | 8.3391 | 51.699
88338 | jun | 8.7919 | 1.1464 | 7.6456 | 50.0721
88339 | jun | 8.4653 | 1.2969 | 7.1684 | 44.526
88340 | jun | 8.4623 | 1.2224 | 7.2399 | 44.189
88341 | jun | 8.4888 | 1.1108 | 7.378 | 44.6666
88343 | jun | 9.7795 | 1.0562 | 8.7232 | 60.0185
88344 | jun | 9.6054 | 1.2252 | 8.3802 | 57.0372
88345 | jun | 8.2617 | 1.2305 | 7.0312 | 42.4525
88346 | jun | 8.6715 | 1.1754 | 7.496 | 48.0474
88347 | may | 7.3669 | 0.56117 | 6.8057 | 39.6937
88348 | jun | 9.0261 | 1.1298 | 7.8962 | 52.3133
88351 | jun | 9.4684 | 1.1407 | 8.3278 | 56.6569
88352 | jun | 10.7695 | 0.48455 | 10.285 | 67.2725
88353 | jun | 9.3092 | 1.2571 | 8.0521 | 55.2065
88354 | jun | 8.9166 | 1.2674 | 7.6492 | 49.2869
88401 | jun | 9.6627 | 1.6074 | 8.0553 | 57.98
88410 | jun | 8.8696 | 1.8615 | 7.0081 | 52.6941
88411 | jun | 9.5528 | 1.9397 | 7.6131 | 57.3956
88414 | jun | 7.8553 | 1.498 | 6.3573 | 43.926
88415 | jun | 8.5329 | 1.7551 | 6.7778 | 50.8156
88416 | jun | 9.4814 | 1.5484 | 7.933 | 56.9651
88417 | jun | 9.5876 | 1.4255 | 8.1621 | 57.2729
88418 | jun | 8.005 | 1.4995 | 6.5056 | 45.3776
88419 | jun | 8.1628 | 1.4502 | 6.7127 | 47.4149
88421 | jun | 9.54 | 1.3908 | 8.1493 | 57.1119
88422 | jun | 8.3688 | 1.5378 | 6.8311 | 48.6745
88424 | jun | 8.3171 | 1.635 | 6.6821 | 48.9883
88426 | jun | 9.5069 | 1.7939 | 7.713 | 57.2405
88427 | jun | 9.4468 | 1.7707 | 7.6761 | 56.2564
88430 | jun | 9.1445 | 1.866 | 7.2785 | 54.4542
88431 | jun | 9.6115 | 1.4631 | 8.1484 | 57.5133
88434 | jun | 9.5763 | 1.8807 | 7.6956 | 57.4388
88435 | jun | 9.648 | 1.2787 | 8.3693 | 57.8918
88436 | jun | 8.559 | 1.8573 | 6.7017 | 51.2435
88439 | jun | 8.9956 | 1.5253 | 7.4703 | 51.9309
89001 | jul | 11.2628 | 0.61235 | 10.6504 | 66.5566
89002 | jun | 13.7576 | 0.019247 | 13.7383 | 94.4528
89003 | jul | 12.0073 | 0.19736 | 11.8099 | 75.2278
89005 | jun | 13.7303 | 0.016758 | 13.7135 | 94.0958
89008 | jun | 10.8675 | 0.16394 | 10.7035 | 67.4472
89011 | jul | 14.1747 | 0.23154 | 13.9431 | 95.8939
89012 | jun | 13.6439 | 0.020799 | 13.6231 | 93.6977
89013 | jul | 10.4102 | 0.28483 | 10.1254 | 61.6795
89014 | jul | 14.2442 | 0.22996 | 14.0142 | 96.3753
89015 | jun | 13.8997 | 0.018026 | 13.8817 | 95.6849
89017 | jul | 10.8237 | 0.72169 | 10.102 | 61.2941
89018 | jun | 11.3535 | 0.072094 | 11.2814 | 73.8871
89019 | jun | 12.1112 | 0.023918 | 12.0872 | 81.1516
89020 | jul | 11.3096 | 0.37046 | 10.9391 | 68.7786
89021 | jul | 14.0262 | 0.27489 | 13.7513 | 92.7323
89027 | jul | 13.3828 | 0.39564 | 12.9872 | 85.6615
89029 | jun | 13.1658 | 0.007815 | 13.158 | 90.5144
89030 | jul | 14.1905 | 0.23491 | 13.9555 | 95.2997
89031 | jul | 13.9507 | 0.26299 | 13.6877 | 93.1711
89032 | jul | 14.0693 | 0.24664 | 13.8226 | 94.2598
89033 | jul | 13.2296 | 0.36902 | 12.8606 | 86.8703
89034 | jul | 13.4732 | 0.37615 | 13.0971 | 86.4923
89040 | jun | 13.19 | 0.044359 | 13.1456 | 88.3848
89043 | jul | 9.7308 | 0.84352 | 8.8872 | 50.8249
89044 | jun | 13.0316 | 0.022416 | 13.0092 | 88.4319
89045 | jul | 9.2967 | 0.47019 | 8.8265 | 46.3228
89046 | jun | 12.5577 | 0.016629 | 12.5411 | 84.701
89047 | jul | 9.6864 | 0.30127 | 9.3851 | 54.3122
89048 | jul | 13.1015 | 0.26761 | 12.8339 | 86.0696
89049 | jul | 9.8214 | 0.56097 | 9.2604 | 52.0631
89052 | jun | 13.3141 | 0.023399 | 13.2907 | 90.9643
89054 | jun | 12.8329 | 0.024839 | 12.808 | 86.4258
89060 | jul | 12.7459 | 0.30276 | 12.4431 | 82.691
89061 | jul | 13.1347 | 0.27315 | 12.8615 | 86.3553
89074 | jul | 14.0354 | 0.25628 | 13.7792 | 94.7004
89081 | jul | 14.0555 | 0.25425 | 13.8012 | 94.0347
89084 | jul | 13.5853 | 0.31394 | 13.2713 | 89.9974
89085 | jul | 13.3072 | 0.3509 | 12.9563 | 87.598
89086 | jul | 13.6368 | 0.3141 | 13.3227 | 90.3911
89101 | jul | 14.2277 | 0.23135 | 13.9963 | 95.7161
89102 | jul | 14.0826 | 0.24643 | 13.8362 | 94.528
89103 | jul | 14.0226 | 0.25316 | 13.7694 | 94.0716
89104 | jul | 14.2721 | 0.2269 | 14.0452 | 96.1527
89106 | jul | 14.1259 | 0.24154 | 13.8843 | 94.8239
89107 | jul | 14.0141 | 0.2528 | 13.7613 | 93.8937
89108 | jul | 13.9698 | 0.25658 | 13.7132 | 93.4529
89109 | jul | 14.1516 | 0.23962 | 13.912 | 95.1634
89110 | jul | 14.2737 | 0.22603 | 14.0476 | 96.216
89113 | jun | 13.3792 | 0.025093 | 13.3541 | 91.0738
89115 | jul | 14.0558 | 0.25488 | 13.801 | 94.1471
89117 | jul | 13.5536 | 0.30709 | 13.2465 | 90.1301
89118 | jul | 13.9836 | 0.25825 | 13.7253 | 93.8555
89119 | jul | 14.1821 | 0.23742 | 13.9447 | 95.5582
89120 | jul | 14.3369 | 0.22101 | 14.1159 | 96.9171
89121 | jul | 14.3488 | 0.21911 | 14.1297 | 96.8918
89122 | jul | 14.3368 | 0.21763 | 14.1191 | 97.037
89123 | jul | 13.8849 | 0.27243 | 13.6125 | 93.3744
89124 | jun | 11.1519 | 0.048148 | 11.1037 | 72.8576
89128 | jul | 13.7042 | 0.28838 | 13.4158 | 91.255
89129 | jul | 13.3507 | 0.33246 | 13.0183 | 88.2359
89130 | jul | 13.8531 | 0.27203 | 13.5811 | 92.3669
89131 | jul | 13.3491 | 0.33878 | 13.0103 | 88.015
89134 | jun | 12.8411 | 0.033374 | 12.8078 | 86.7195
89135 | jun | 12.565 | 0.033889 | 12.5311 | 84.3694
89138 | jun | 12.3159 | 0.037658 | 12.2783 | 82.2365
89139 | jun | 13.4893 | 0.023284 | 13.466 | 92.0421
89141 | jun | 13.2442 | 0.023938 | 13.2202 | 89.9958
89142 | jul | 14.2779 | 0.22454 | 14.0534 | 96.4018
89143 | jul | 12.983 | 0.38239 | 12.6006 | 84.9052
89144 | jun | 12.7674 | 0.033502 | 12.7339 | 86.07
89145 | jul | 13.5768 | 0.30447 | 13.2723 | 90.2656
89146 | jul | 13.9758 | 0.25736 | 13.7185 | 93.6127
89147 | jul | 13.5785 | 0.30424 | 13.2742 | 90.4033
89148 | jun | 13.0764 | 0.027434 | 13.049 | 88.6018
89149 | jul | 13.1575 | 0.3579 | 12.7996 | 86.5079
89154 | jul | 14.2263 | 0.23193 | 13.9944 | 95.8501
89156 | jul | 14.0916 | 0.24499 | 13.8466 | 94.7897
89165 | jul | 13.4627 | 0.34004 | 13.1227 | 88.9563
89166 | jun | 12.351 | 0.04284 | 12.3081 | 82.4514
89169 | jul | 14.2162 | 0.23292 | 13.9833 | 95.7251
89178 | jun | 12.7835 | 0.027825 | 12.7557 | 86.1173
89179 | jun | 13.1447 | 0.024731 | 13.12 | 89.0254
89183 | jun | 13.36 | 0.023186 | 13.3368 | 91.1426
89191 | jul | 13.9444 | 0.26492 | 13.6795 | 93.4126
89301 | jul | 9.1061 | 0.61455 | 8.4916 | 42.5662
89310 | jul | 9.5815 | 0.368 | 9.2135 | 45.6854
89311 | jul | 9.1527 | 0.73498 | 8.4177 | 44.2739
89316 | jul | 9.3922 | 0.48053 | 8.9117 | 43.4182
89317 | jul | 9.4795 | 0.67503 | 8.8045 | 47.4438
89403 | jul | 9.2028 | 0.1645 | 9.0383 | 46.723
89404 | jul | 9.0595 | 0.21736 | 8.8421 | 42.8635
89405 | jul | 9.5214 | 0.14613 | 9.3753 | 50.066
89406 | jul | 10.1835 | 0.19038 | 9.9931 | 54.6358
89408 | jul | 10.2311 | 0.18373 | 10.0473 | 56.2256
89409 | jul | 9.4872 | 0.39879 | 9.0884 | 49.0727
89410 | jul | 8.44 | 0.12449 | 8.3155 | 34.2553
89412 | jul | 8.5623 | 0.21854 | 8.3437 | 38.4307
89413 | jul | 7.5842 | 0.10259 | 7.4817 | 23.865
89414 | jul | 10.0218 | 0.20728 | 9.8145 | 48.8059
89415 | jul | 9.3141 | 0.25625 | 9.0579 | 46.916
89418 | jul | 9.8569 | 0.20551 | 9.6514 | 48.7822
89419 | jul | 9.8893 | 0.17154 | 9.7177 | 51.5728
89420 | jul | 9.677 | 0.30772 | 9.3693 | 51.6122
89423 | jul | 8.6009 | 0.14127 | 8.4596 | 37.9115
89424 | jul | 9.7728 | 0.16732 | 9.6055 | 53.1831
89425 | jul | 9.4319 | 0.21736 | 9.2146 | 44.7669
89426 | jul | 9.2038 | 0.27215 | 8.9317 | 41.2067
89427 | jul | 10.0812 | 0.20166 | 9.8795 | 55.1222
89429 | jul | 9.8334 | 0.18427 | 9.6491 | 53.0836
89430 | jul | 9.0089 | 0.16114 | 8.8477 | 42.1635
89431 | jul | 9.3166 | 0.13081 | 9.1858 | 47.9753
89433 | jul | 9.2797 | 0.13219 | 9.1475 | 47.7205
89434 | jul | 9.22 | 0.15569 | 9.0643 | 47.6565
89436 | jul | 9.3744 | 0.14055 | 9.2338 | 49.0439
89440 | jul | 9.1256 | 0.17068 | 8.9549 | 46.5545
89441 | jul | 9.2708 | 0.15301 | 9.1177 | 48.2984
89442 | jul | 9.7885 | 0.18598 | 9.6025 | 53.1126
89444 | jul | 8.6349 | 0.15712 | 8.4778 | 37.7028
89445 | jul | 9.9752 | 0.17112 | 9.8041 | 49.9147
89447 | jul | 9.3785 | 0.1933 | 9.1852 | 47.3914
89451 | jul | 7.4363 | 0.14111 | 7.2952 | 23.8984
89460 | jul | 8.2448 | 0.09076 | 8.154 | 30.0509
89501 | jul | 8.9134 | 0.13412 | 8.7793 | 43.0522
89502 | jul | 9.1638 | 0.1331 | 9.0307 | 46.1774
89503 | jul | 8.752 | 0.13531 | 8.6167 | 41.2503
89506 | jul | 8.8391 | 0.14106 | 8.698 | 43.1216
89508 | jul | 8.5686 | 0.14486 | 8.4237 | 40.4048
89509 | jul | 8.6569 | 0.13829 | 8.5186 | 39.9251
89510 | jul | 9.1907 | 0.16822 | 9.0225 | 47.5497
89511 | jul | 8.0241 | 0.14431 | 7.8798 | 31.7488
89512 | jul | 9.0713 | 0.13173 | 8.9396 | 45.0663
89519 | jul | 8.3311 | 0.14417 | 8.1869 | 35.9173
89521 | jul | 8.9462 | 0.14122 | 8.805 | 43.8797
89523 | jul | 8.2072 | 0.13646 | 8.0707 | 34.4319
89701 | jul | 8.7444 | 0.12831 | 8.6161 | 39.8782
89703 | jul | 8.0093 | 0.11654 | 7.8928 | 30.1531
89704 | jul | 8.3488 | 0.12956 | 8.2192 | 35.4238
89705 | jul | 8.1555 | 0.10498 | 8.0505 | 31.1924
89706 | jul | 8.7845 | 0.15369 | 8.6308 | 41.5214
89801 | jul | 8.9699 | 0.39061 | 8.5793 | 37.4338
89815 | jul | 9.1662 | 0.44233 | 8.7238 | 39.0522
89820 | jul | 9.9589 | 0.25827 | 9.7006 | 47.8888
89821 | jul | 9.8114 | 0.31124 | 9.5002 | 45.7458
89822 | jul | 9.4113 | 0.35917 | 9.0521 | 41.4255
89823 | jul | 8.6469 | 0.44701 | 8.1999 | 35.4441
89825 | jul | 8.323 | 0.53244 | 7.7906 | 33.2123
89831 | jul | 9.0985 | 0.32237 | 8.7762 | 39.309
89833 | jul | 9.0461 | 0.51355 | 8.5326 | 38.9147
89834 | jul | 9.4656 | 0.29772 | 9.1679 | 42.8177
89835 | jul | 9.0189 | 0.51162 | 8.5072 | 40.4701
90001 | jul | 6.5781 | 0.000285 | 6.5778 | 45.1953
90002 | jul | 6.5096 | 0.000289 | 6.5093 | 45.1087
90003 | jul | 6.4779 | 0.000276 | 6.4777 | 44.8215
90004 | jul | 6.733 | 0.000265 | 6.7327 | 45.0206
90005 | jul | 6.6883 | 0.000265 | 6.688 | 44.9488
90006 | jul | 6.6811 | 0.000268 | 6.6808 | 45.0328
90007 | jul | 6.6466 | 0.000271 | 6.6463 | 45.0322
90008 | jul | 6.4122 | 0.000252 | 6.4119 | 44.1081
90010 | jul | 6.6862 | 0.000265 | 6.6859 | 44.9397
90011 | jul | 6.6526 | 0.00028 | 6.6523 | 45.2458
90012 | jul | 6.8681 | 0.000289 | 6.8679 | 45.698
90013 | jul | 6.8013 | 0.000285 | 6.8011 | 45.5866
90014 | jul | 6.7686 | 0.000279 | 6.7683 | 45.4821
90015 | jul | 6.7278 | 0.000276 | 6.7275 | 45.3148
90016 | jul | 6.4673 | 0.000252 | 6.467 | 44.1992
90017 | jul | 6.7736 | 0.000276 | 6.7733 | 45.3941
90018 | jul | 6.5624 | 0.000262 | 6.5621 | 44.6404
90019 | jul | 6.5754 | 0.000258 | 6.5751 | 44.5375
90020 | jul | 6.7113 | 0.000265 | 6.711 | 45.0132
90021 | jul | 6.7657 | 0.00029 | 6.7654 | 45.5551
90022 | jul | 6.901 | 0.000359 | 6.9006 | 46.0943
90023 | jul | 6.8099 | 0.000322 | 6.8096 | 45.7796
90024 | jul | 6.5122 | 0.000244 | 6.5119 | 44.0099
90025 | jul | 6.5083 | 0.000244 | 6.508 | 43.9933
90026 | jul | 6.8547 | 0.000287 | 6.8544 | 45.5213
90027 | jul | 6.946 | 0.000439 | 6.9455 | 45.2264
90028 | jul | 6.7731 | 0.000313 | 6.7728 | 44.9159
90029 | jul | 6.8179 | 0.000297 | 6.8176 | 45.2371
90031 | jul | 6.9532 | 0.000341 | 6.9529 | 45.8765
90032 | jul | 7.0159 | 0.000378 | 7.0156 | 46.0812
90033 | jul | 6.8699 | 0.000311 | 6.8696 | 45.8109
90034 | jul | 6.3893 | 0.000241 | 6.3891 | 43.7609
90035 | jul | 6.4727 | 0.000247 | 6.4725 | 44.0493
90036 | jul | 6.6185 | 0.000256 | 6.6182 | 44.5629
90037 | jul | 6.5568 | 0.000271 | 6.5565 | 44.8431
90038 | jul | 6.7429 | 0.000282 | 6.7426 | 44.9313
90039 | jul | 6.9759 | 0.000428 | 6.9755 | 45.4725
90040 | jul | 6.8214 | 0.000365 | 6.8211 | 46.0396
90041 | jul | 7.1423 | 0.000858 | 7.1415 | 45.5441
90042 | jul | 7.0931 | 0.000698 | 7.0924 | 45.765
90043 | jul | 6.3805 | 0.000255 | 6.3802 | 44.1244
90044 | jul | 6.3921 | 0.00027 | 6.3918 | 44.5041
90045 | jul | 6.0369 | 0.000227 | 6.0367 | 42.8441
90046 | jul | 6.7169 | 0.000297 | 6.7166 | 44.6258
90047 | jul | 6.3465 | 0.000263 | 6.3462 | 44.2659
90048 | jul | 6.5759 | 0.000252 | 6.5756 | 44.3586
90049 | jul | 6.5057 | 0.00031 | 6.5053 | 43.1958
90056 | jul | 6.2858 | 0.000243 | 6.2855 | 43.6407
90057 | jul | 6.7693 | 0.000272 | 6.769 | 45.3039
90058 | jul | 6.7239 | 0.000308 | 6.7236 | 45.5804
90059 | jul | 6.437 | 0.00029 | 6.4367 | 44.9743
90061 | jul | 6.3504 | 0.000278 | 6.3501 | 44.5929
90062 | jul | 6.5047 | 0.000264 | 6.5044 | 44.5895
90063 | jul | 6.9006 | 0.000333 | 6.9002 | 45.9552
90064 | jul | 6.4663 | 0.000243 | 6.4661 | 43.8981
90065 | jul | 7.0257 | 0.000495 | 7.0252 | 45.6762
90066 | jul | 6.3032 | 0.000236 | 6.303 | 43.4327
90067 | jul | 6.4441 | 0.000242 | 6.4439 | 43.8337
90068 | jul | 6.8749 | 0.000396 | 6.8745 | 44.9661
90069 | jul | 6.6312 | 0.000267 | 6.631 | 44.4133
90071 | jul | 6.7856 | 0.000278 | 6.7853 | 45.4712
90073 | jul | 6.5122 | 0.000244 | 6.5119 | 44.0099
90077 | jul | 6.5593 | 0.000294 | 6.559 | 43.5496
90089 | jul | 6.6028 | 0.000269 | 6.6025 | 44.8938
90094 | jul | 6.0285 | 0.000224 | 6.0283 | 42.7378
90095 | jul | 6.5122 | 0.000244 | 6.5119 | 44.0099
90201 | jul | 6.722 | 0.00035 | 6.7216 | 45.823
90210 | jul | 6.588 | 0.000261 | 6.5877 | 44.1068
90211 | jul | 6.5245 | 0.000249 | 6.5242 | 44.1869
90212 | jul | 6.4614 | 0.000244 | 6.4612 | 43.9237
90220 | jul | 6.4128 | 0.000303 | 6.4125 | 45.0402
90221 | jul | 6.4712 | 0.000327 | 6.4709 | 45.3024
90222 | jul | 6.4391 | 0.000299 | 6.4388 | 45.0825
90230 | jul | 6.2232 | 0.000235 | 6.223 | 43.3238
90232 | jul | 6.3345 | 0.000241 | 6.3343 | 43.6662
90240 | jul | 6.7897 | 0.000397 | 6.7893 | 46.2162
90241 | jul | 6.7261 | 0.000388 | 6.7257 | 46.0908
90242 | jul | 6.6491 | 0.000378 | 6.6488 | 45.9294
90245 | jul | 5.9347 | 0.000226 | 5.9345 | 42.5486
90247 | jul | 6.2416 | 0.00028 | 6.2413 | 44.1119
90248 | jul | 6.2838 | 0.000288 | 6.2835 | 44.3392
90249 | jul | 6.1901 | 0.000268 | 6.1899 | 43.8446
90250 | jul | 6.1007 | 0.00025 | 6.1005 | 43.3729
90254 | jul | 5.9183 | 0.000284 | 5.918 | 42.2629
90255 | jul | 6.6529 | 0.000311 | 6.6526 | 45.4929
90260 | jul | 6.0751 | 0.000268 | 6.0748 | 43.2168
90262 | jul | 6.5355 | 0.000329 | 6.5351 | 45.4379
90263 | jul | 6.1033 | 0.000351 | 6.103 | 39.578
90265 | jul | 6.0224 | 0.000363 | 6.0221 | 38.8575
90266 | jul | 5.9271 | 0.000254 | 5.9268 | 42.4339
90270 | jul | 6.7431 | 0.000335 | 6.7427 | 45.7658
90272 | jul | 6.398 | 0.000435 | 6.3975 | 41.3206
90274 | jul | 5.9734 | 0.000378 | 5.9731 | 42.2565
90275 | jul | 5.9611 | 0.000397 | 5.9607 | 42.1084
90277 | jul | 5.9492 | 0.000323 | 5.9489 | 42.2959
90278 | jul | 6.0046 | 0.000278 | 6.0043 | 42.7835
90280 | jul | 6.6065 | 0.000333 | 6.6062 | 45.5627
90290 | jul | 6.3885 | 0.000429 | 6.388 | 41.0531
90291 | jul | 6.1372 | 0.000228 | 6.137 | 43.0098
90292 | jul | 5.8794 | 0.000216 | 5.8792 | 42.3222
90293 | jul | 5.8794 | 0.000216 | 5.8792 | 42.3222
90301 | jul | 6.2021 | 0.000244 | 6.2018 | 43.5494
90302 | jul | 6.2772 | 0.000247 | 6.277 | 43.7508
90303 | jul | 6.213 | 0.000253 | 6.2127 | 43.7873
90304 | jul | 6.1236 | 0.000242 | 6.1233 | 43.3564
90305 | jul | 6.292 | 0.000255 | 6.2918 | 43.9633
90401 | jul | 6.4777 | 0.000291 | 6.4774 | 43.3349
90402 | jul | 6.3939 | 0.000405 | 6.3935 | 41.6958
90403 | jul | 6.4708 | 0.000301 | 6.4705 | 43.1999
90404 | jul | 6.5122 | 0.000244 | 6.5119 | 44.0099
90405 | jul | 6.5122 | 0.000244 | 6.5119 | 44.0099
90501 | jul | 6.168 | 0.00031 | 6.1676 | 43.6621
90502 | jul | 6.2363 | 0.000306 | 6.236 | 44.0869
90503 | jul | 6.0548 | 0.000308 | 6.0545 | 42.9818
90504 | jul | 6.1336 | 0.000287 | 6.1333 | 43.4987
90505 | jul | 6.0515 | 0.000336 | 6.0512 | 42.8836
90506 | jul | 6.1289 | 0.000278 | 6.1287 | 43.493
90601 | jul | 7.0581 | 0.000535 | 7.0576 | 46.6723
90602 | jul | 6.9757 | 0.000539 | 6.9752 | 46.5695
90603 | jul | 6.9625 | 0.000624 | 6.9619 | 46.4758
90604 | jul | 6.8867 | 0.000578 | 6.8861 | 46.4139
90605 | jul | 6.9282 | 0.000554 | 6.9277 | 46.5062
90606 | jul | 6.9357 | 0.00046 | 6.9353 | 46.555
90620 | jul | 6.642 | 0.000578 | 6.6414 | 45.9039
90621 | jul | 6.7535 | 0.000621 | 6.7529 | 46.0739
90623 | jul | 6.625 | 0.000516 | 6.6245 | 45.979
90630 | jul | 6.5344 | 0.000521 | 6.5339 | 45.7648
90631 | jul | 7.0082 | 0.000714 | 7.0075 | 46.4344
90638 | jul | 6.8115 | 0.000588 | 6.8109 | 46.2598
90639 | jul | 6.833 | 0.000582 | 6.8324 | 46.3215
90640 | jul | 6.9514 | 0.000398 | 6.951 | 46.3732
90650 | jul | 6.7225 | 0.000436 | 6.722 | 46.309
90660 | jul | 6.9274 | 0.000421 | 6.927 | 46.4718
90670 | jul | 6.8211 | 0.000469 | 6.8206 | 46.4279
90680 | jul | 6.526 | 0.000609 | 6.5254 | 45.604
90701 | jul | 6.6249 | 0.000434 | 6.6245 | 46.1196
90703 | jul | 6.6414 | 0.000466 | 6.641 | 46.0819
90704 | jul | 5.0036 | 0.001799 | 5.0018 | 35.744
90706 | jul | 6.6018 | 0.000392 | 6.6014 | 45.9086
90710 | jul | 6.1993 | 0.000325 | 6.1989 | 43.8589
90712 | jul | 6.5005 | 0.000378 | 6.5001 | 45.6004
90713 | jul | 6.5363 | 0.000407 | 6.5359 | 45.8083
90715 | jul | 6.5541 | 0.000443 | 6.5536 | 45.9232
90716 | jul | 6.5345 | 0.000451 | 6.534 | 45.8804
90717 | jul | 6.1405 | 0.000336 | 6.1401 | 43.4564
90720 | jul | 6.4518 | 0.00047 | 6.4514 | 45.6481
90723 | jul | 6.5547 | 0.00036 | 6.5544 | 45.6497
90731 | jul | 6.2973 | 0.000317 | 6.297 | 44.6297
90732 | jul | 6.2477 | 0.000329 | 6.2474 | 44.2578
90740 | jul | 6.3446 | 0.000452 | 6.3441 | 45.4127
90742 | jul | 6.3131 | 0.000437 | 6.3127 | 45.3679
90743 | jul | 6.3131 | 0.000437 | 6.3127 | 45.3679
90744 | jul | 6.3018 | 0.000315 | 6.3015 | 44.5902
90745 | jul | 6.3231 | 0.000305 | 6.3228 | 44.6486
90746 | jul | 6.3536 | 0.000296 | 6.3533 | 44.761
90747 | jul | 6.3607 | 0.000295 | 6.3604 | 44.8003
90755 | jul | 6.4054 | 0.000366 | 6.405 | 45.3171
90802 | jul | 6.3432 | 0.000331 | 6.3428 | 45.0404
90803 | jul | 6.346 | 0.000403 | 6.3456 | 45.3182
90804 | jul | 6.3826 | 0.000382 | 6.3823 | 45.3266
90805 | jul | 6.4827 | 0.000349 | 6.4823 | 45.4301
90806 | jul | 6.3967 | 0.000348 | 6.3963 | 45.2243
90807 | jul | 6.4345 | 0.000355 | 6.4341 | 45.3425
90808 | jul | 6.4803 | 0.000407 | 6.4799 | 45.6603
90810 | jul | 6.39 | 0.00032 | 6.3896 | 45.0914
90813 | jul | 6.3641 | 0.000339 | 6.3637 | 45.112
90814 | jul | 6.3615 | 0.000385 | 6.3611 | 45.2898
90815 | jul | 6.421 | 0.000407 | 6.4206 | 45.5194
90822 | jul | 6.3369 | 0.000307 | 6.3366 | 44.9366
90840 | jul | 6.3952 | 0.000409 | 6.3948 | 45.466
91001 | jul | 7.3791 | 0.002316 | 7.3768 | 44.9198
91006 | jul | 7.3894 | 0.002073 | 7.3874 | 46.1567
91007 | jul | 7.3441 | 0.001781 | 7.3424 | 46.1018
91008 | jul | 7.5272 | 0.003284 | 7.5239 | 46.2999
91010 | jul | 7.5313 | 0.003103 | 7.5282 | 46.5215
91011 | jul | 7.4857 | 0.003254 | 7.4824 | 44.6912
91016 | jul | 7.5236 | 0.003602 | 7.52 | 46.0069
91020 | jul | 7.3502 | 0.001191 | 7.349 | 45.0879
91024 | jul | 7.4199 | 0.002831 | 7.4171 | 45.4416
91030 | jul | 7.1323 | 0.000791 | 7.1315 | 45.9236
91040 | jul | 7.3806 | 0.000957 | 7.3797 | 45.2659
91042 | jul | 7.5077 | 0.001856 | 7.5059 | 44.988
91101 | jul | 7.2579 | 0.001512 | 7.2564 | 45.5115
91103 | jul | 7.2794 | 0.001572 | 7.2778 | 45.2907
91104 | jul | 7.3247 | 0.002009 | 7.3227 | 45.2524
91105 | jul | 7.1997 | 0.00115 | 7.1986 | 45.582
91106 | jul | 7.2494 | 0.001449 | 7.248 | 45.6465
91107 | jul | 7.3433 | 0.002172 | 7.3411 | 45.3901
91108 | jul | 7.2237 | 0.001191 | 7.2225 | 45.9173
91123 | jul | 7.2082 | 0.001207 | 7.207 | 45.5776
91201 | jul | 7.108 | 0.000628 | 7.1074 | 45.177
91202 | jul | 7.1511 | 0.000685 | 7.1504 | 45.2563
91203 | jul | 7.1066 | 0.00062 | 7.1059 | 45.3279
91204 | jul | 7.0529 | 0.000543 | 7.0524 | 45.4027
91205 | jul | 7.0907 | 0.000603 | 7.0901 | 45.4739
91206 | jul | 7.2044 | 0.00102 | 7.2034 | 45.3627
91207 | jul | 7.2239 | 0.000798 | 7.2231 | 45.243
91208 | jul | 7.2894 | 0.001019 | 7.2884 | 45.1889
91214 | jul | 7.4197 | 0.001193 | 7.4185 | 45.0067
91301 | jul | 6.2546 | 0.000334 | 6.2543 | 39.9931
91302 | jul | 6.3395 | 0.000375 | 6.3391 | 40.6365
91303 | jul | 6.6688 | 0.00038 | 6.6684 | 42.197
91304 | jul | 6.7009 | 0.00035 | 6.7005 | 42.1669
91306 | jul | 6.742 | 0.000379 | 6.7416 | 42.6424
91307 | jul | 6.5807 | 0.000338 | 6.5804 | 41.4808
91311 | jul | 6.9483 | 0.00034 | 6.9479 | 43.3545
91316 | jul | 6.6854 | 0.000355 | 6.6851 | 43.0461
91320 | jul | 5.8647 | 0.000195 | 5.8645 | 38.8219
91321 | jul | 7.4154 | 0.000506 | 7.4149 | 45.6236
91324 | jul | 6.8637 | 0.000355 | 6.8633 | 43.3274
91325 | jul | 6.917 | 0.000341 | 6.9166 | 43.8011
91326 | jul | 7.0034 | 0.000353 | 7.0031 | 43.8619
91330 | jul | 6.911 | 0.000343 | 6.9106 | 43.6941
91331 | jul | 7.14 | 0.000342 | 7.1397 | 45.282
91335 | jul | 6.7647 | 0.000363 | 6.7643 | 43.0517
91340 | jul | 7.2268 | 0.000388 | 7.2264 | 45.3911
91342 | jul | 7.5673 | 0.001975 | 7.5653 | 45.4694
91343 | jul | 6.9783 | 0.000324 | 6.978 | 44.3348
91344 | jul | 7.1277 | 0.000371 | 7.1273 | 44.6166
91345 | jul | 7.1063 | 0.000343 | 7.106 | 44.8734
91350 | jul | 7.5757 | 0.000483 | 7.5752 | 46.0279
91351 | jul | 7.6727 | 0.000618 | 7.6721 | 46.3143
91352 | jul | 7.1826 | 0.000572 | 7.1821 | 45.1651
91354 | jul | 7.5935 | 0.000412 | 7.5931 | 45.9722
91355 | jul | 7.4291 | 0.000328 | 7.4288 | 45.3526
91356 | jul | 6.6078 | 0.000386 | 6.6074 | 42.4052
91360 | jul | 6.2734 | 0.000198 | 6.2732 | 40.1502
91361 | jul | 6.0922 | 0.000285 | 6.0919 | 39.0728
91362 | jul | 6.32 | 0.000263 | 6.3197 | 40.1906
91364 | jul | 6.55 | 0.000403 | 6.5496 | 41.7534
91367 | jul | 6.5825 | 0.000382 | 6.5821 | 41.7992
91371 | jul | 6.6569 | 0.000395 | 6.6565 | 42.2509
91377 | jul | 6.3943 | 0.0003 | 6.394 | 40.4691
91381 | jul | 7.2327 | 0.000315 | 7.2324 | 44.5099
91384 | jul | 7.6813 | 0.00044 | 7.6808 | 44.9948
91387 | jul | 7.7166 | 0.000825 | 7.7158 | 46.4366
91390 | jul | 7.9381 | 0.001214 | 7.9369 | 46.863
91401 | jul | 6.8427 | 0.000288 | 6.8424 | 44.5191
91402 | jul | 6.9863 | 0.000305 | 6.986 | 44.7259
91403 | jul | 6.6871 | 0.000311 | 6.6868 | 43.7081
91405 | jul | 6.8977 | 0.000304 | 6.8974 | 44.4474
91406 | jul | 6.8308 | 0.000331 | 6.8305 | 43.8012
91411 | jul | 6.8017 | 0.000309 | 6.8014 | 44.0704
91423 | jul | 6.7297 | 0.000282 | 6.7294 | 44.2383
91436 | jul | 6.6619 | 0.000339 | 6.6615 | 43.2292
91501 | jul | 7.2036 | 0.000728 | 7.2028 | 45.1278
91502 | jul | 7.0889 | 0.000596 | 7.0883 | 45.1074
91504 | jul | 7.1378 | 0.000612 | 7.1372 | 45.0914
91505 | jul | 7.0054 | 0.000473 | 7.005 | 44.9951
91506 | jul | 7.036 | 0.000532 | 7.0354 | 45.056
91521 | jul | 6.9813 | 0.00048 | 6.9808 | 45.0031
91522 | jul | 6.9459 | 0.000452 | 6.9454 | 44.9836
91523 | jul | 6.9459 | 0.000452 | 6.9454 | 44.9836
91601 | jul | 6.92 | 0.000387 | 6.9197 | 44.8678
91602 | jul | 6.8709 | 0.000376 | 6.8705 | 44.8131
91604 | jul | 6.7711 | 0.000303 | 6.7708 | 44.6049
91605 | jul | 6.9975 | 0.000338 | 6.9972 | 45.0148
91606 | jul | 6.954 | 0.000366 | 6.9536 | 44.9249
91607 | jul | 6.8522 | 0.000308 | 6.8519 | 44.7511
91608 | jul | 6.8617 | 0.000384 | 6.8613 | 44.8536
91701 | jul | 7.8707 | 0.029265 | 7.8414 | 46.6768
91702 | jul | 7.5849 | 0.003296 | 7.5816 | 46.8779
91706 | jul | 7.421 | 0.001339 | 7.4197 | 47.0231
91708 | jul | 7.5386 | 0.002271 | 7.5363 | 48.1482
91709 | jul | 7.3962 | 0.002147 | 7.394 | 46.9056
91710 | jul | 7.6432 | 0.002436 | 7.6408 | 47.9454
91711 | jul | 7.7857 | 0.012229 | 7.7735 | 46.6693
91722 | jul | 7.5311 | 0.001667 | 7.5294 | 47.3307
91723 | jul | 7.5406 | 0.00127 | 7.5393 | 47.4865
91724 | jul | 7.5685 | 0.001776 | 7.5667 | 47.3618
91730 | jul | 8.0315 | 0.012007 | 8.0195 | 49.1161
91731 | jul | 7.2468 | 0.000573 | 7.2462 | 46.8348
91732 | jul | 7.2761 | 0.000633 | 7.2755 | 46.9454
91733 | jul | 7.1387 | 0.000481 | 7.1382 | 46.7437
91737 | jul | 7.8276 | 0.03954 | 7.788 | 45.7717
91739 | jul | 8.0784 | 0.025514 | 8.0529 | 48.5785
91740 | jul | 7.6267 | 0.003982 | 7.6228 | 46.9868
91741 | jul | 7.6767 | 0.007298 | 7.6694 | 46.4229
91744 | jul | 7.2906 | 0.000737 | 7.2898 | 47.0464
91745 | jul | 7.1421 | 0.000649 | 7.1415 | 46.7695
91746 | jul | 7.2469 | 0.000618 | 7.2463 | 46.9785
91748 | jul | 7.1944 | 0.000928 | 7.1935 | 46.6953
91750 | jul | 7.7408 | 0.009959 | 7.7309 | 46.3215
91752 | jul | 7.906 | 0.003003 | 7.903 | 50.3449
91754 | jul | 6.9916 | 0.000366 | 6.9912 | 46.2269
91755 | jul | 7.0364 | 0.000393 | 7.036 | 46.4211
91759 | jul | 7.776 | 0.058165 | 7.7178 | 43.9069
91761 | jul | 7.9062 | 0.002872 | 7.9033 | 49.6087
91762 | jul | 7.7976 | 0.002698 | 7.7949 | 48.7173
91763 | jul | 7.8182 | 0.003032 | 7.8151 | 48.0627
91764 | jul | 8.0139 | 0.003491 | 8.0104 | 49.6374
91765 | jul | 7.3616 | 0.001643 | 7.3599 | 46.7497
91766 | jul | 7.6239 | 0.002265 | 7.6216 | 47.201
91767 | jul | 7.7578 | 0.003344 | 7.7544 | 47.3814
91768 | jul | 7.6333 | 0.0021 | 7.6312 | 47.2723
91770 | jul | 7.1335 | 0.000439 | 7.1331 | 46.6305
91773 | jul | 7.6708 | 0.004571 | 7.6662 | 47.0024
91775 | jul | 7.2432 | 0.001164 | 7.242 | 46.1129
91776 | jul | 7.1794 | 0.000615 | 7.1788 | 46.4615
91780 | jul | 7.2722 | 0.000973 | 7.2712 | 46.5125
91784 | jul | 7.8097 | 0.023344 | 7.7863 | 46.3166
91786 | jul | 7.8794 | 0.010829 | 7.8685 | 47.7965
91789 | jul | 7.4024 | 0.001335 | 7.401 | 47.0265
91790 | jul | 7.4049 | 0.000737 | 7.4042 | 47.3258
91791 | jul | 7.4579 | 0.000957 | 7.4569 | 47.3697
91792 | jul | 7.3437 | 0.000919 | 7.3427 | 47.0903
91801 | jul | 7.1253 | 0.000553 | 7.1248 | 46.2834
91803 | jul | 7.0524 | 0.000378 | 7.052 | 46.2811
91901 | jul | 6.7737 | 0.027295 | 6.7464 | 41.5413
91902 | jul | 5.9786 | 0.003672 | 5.9749 | 44.4492
91905 | jul | 7.5313 | 0.054159 | 7.4771 | 48.9621
91906 | jul | 6.9165 | 0.053381 | 6.8631 | 41.2358
91910 | jul | 5.7703 | 0.00257 | 5.7678 | 44.2283
91911 | jul | 5.745 | 0.002579 | 5.7424 | 44.1594
91913 | jul | 5.9501 | 0.003979 | 5.9461 | 44.2687
91914 | jul | 6.0582 | 0.004578 | 6.0536 | 44.3949
91915 | jul | 5.9755 | 0.004427 | 5.9711 | 44.1899
91916 | jul | 6.9318 | 0.045642 | 6.8862 | 37.9236
91917 | jul | 6.3896 | 0.012163 | 6.3774 | 42.8911
91932 | jul | 5.631 | 0.001874 | 5.6292 | 44.0969
91934 | jul | 7.6682 | 0.049726 | 7.6185 | 52.8653
91935 | jul | 6.4314 | 0.013448 | 6.4179 | 43.0593
91941 | jul | 6.1356 | 0.003939 | 6.1317 | 44.7597
91942 | jul | 6.1442 | 0.003779 | 6.1404 | 44.7221
91945 | jul | 6.0131 | 0.003173 | 6.0099 | 44.6613
91950 | jul | 5.8012 | 0.002139 | 5.799 | 44.3978
91962 | jul | 7.0857 | 0.063562 | 7.0222 | 39.6315
91963 | jul | 6.7414 | 0.037448 | 6.704 | 42.0408
91977 | jul | 6.0842 | 0.003925 | 6.0803 | 44.6705
91978 | jul | 6.1765 | 0.005028 | 6.1714 | 44.6276
91980 | jul | 6.6319 | 0.027531 | 6.6044 | 42.6905
92003 | jul | 6.7146 | 0.003309 | 6.7113 | 46.1408
92004 | jul | 8.882 | 0.043369 | 8.8387 | 61.3257
92007 | jul | 6.2001 | 0.001053 | 6.1991 | 44.538
92008 | jul | 6.2111 | 0.001062 | 6.21 | 44.6146
92009 | jul | 6.2331 | 0.001119 | 6.2319 | 44.626
92010 | jul | 6.3156 | 0.001115 | 6.3145 | 45.0518
92011 | jul | 6.2037 | 0.001052 | 6.2027 | 44.5451
92014 | jul | 6.0166 | 0.001265 | 6.0153 | 44.1524
92019 | jul | 6.4368 | 0.009108 | 6.4277 | 44.288
92020 | jul | 6.2681 | 0.004868 | 6.2632 | 44.7841
92021 | jul | 6.5589 | 0.010454 | 6.5485 | 44.3502
92024 | jul | 6.2097 | 0.001125 | 6.2086 | 44.5318
92025 | jul | 6.6846 | 0.005043 | 6.6795 | 44.9308
92026 | jul | 6.7459 | 0.004407 | 6.7415 | 45.5247
92027 | jul | 6.8422 | 0.009891 | 6.8323 | 44.7346
92028 | jul | 6.8454 | 0.005962 | 6.8394 | 45.5693
92029 | jul | 6.455 | 0.001977 | 6.453 | 44.7668
92036 | jul | 7.7967 | 0.047698 | 7.749 | 49.5125
92037 | jul | 5.769 | 0.001236 | 5.7678 | 43.604
92040 | jul | 6.6567 | 0.010788 | 6.646 | 44.5744
92054 | jul | 6.2024 | 0.001083 | 6.2014 | 44.7128
92055 | jul | 6.4803 | 0.004025 | 6.4763 | 43.7927
92056 | jul | 6.5213 | 0.001223 | 6.5201 | 45.9966
92057 | jul | 6.5104 | 0.001407 | 6.509 | 45.8706
92058 | jul | 6.3471 | 0.00171 | 6.3454 | 44.9524
92059 | jul | 7.1879 | 0.026347 | 7.1616 | 44.2657
92061 | jul | 7.1106 | 0.027694 | 7.0829 | 43.1908
92064 | jul | 6.5065 | 0.004716 | 6.5018 | 44.7422
92065 | jul | 6.9166 | 0.018356 | 6.8982 | 44.2776
92066 | jul | 7.5668 | 0.076751 | 7.49 | 42.2036
92067 | jul | 6.1982 | 0.001457 | 6.1967 | 44.4375
92069 | jul | 6.5792 | 0.002833 | 6.5764 | 45.313
92070 | jul | 7.1441 | 0.042582 | 7.1016 | 41.8971
92071 | jul | 6.2951 | 0.004291 | 6.2908 | 44.6615
92075 | jul | 6.0302 | 0.001082 | 6.0291 | 44.2094
92078 | jul | 6.409 | 0.001784 | 6.4072 | 44.9296
92081 | jul | 6.4147 | 0.00132 | 6.4134 | 45.4033
92082 | jul | 6.9791 | 0.015247 | 6.9638 | 44.5605
92083 | jul | 6.5073 | 0.001367 | 6.5059 | 45.8358
92084 | jul | 6.5754 | 0.002289 | 6.5731 | 45.7379
92086 | jul | 7.3718 | 0.066019 | 7.3058 | 41.1212
92091 | jul | 6.1893 | 0.001339 | 6.188 | 44.4402
92096 | jul | 6.4951 | 0.002277 | 6.4928 | 45.0201
92101 | jul | 5.7558 | 0.001829 | 5.7539 | 43.8736
92102 | jul | 5.9368 | 0.002272 | 5.9346 | 44.6556
92103 | jul | 5.7684 | 0.001877 | 5.7665 | 43.9146
92104 | jul | 5.8902 | 0.002158 | 5.888 | 44.4438
92105 | jul | 5.9299 | 0.002287 | 5.9276 | 44.6168
92106 | jul | 5.56 | 0.001389 | 5.5587 | 43.0272
92107 | jul | 5.5685 | 0.001399 | 5.5671 | 43.0592
92108 | jul | 5.8419 | 0.001963 | 5.84 | 44.0703
92109 | jul | 5.652 | 0.001419 | 5.6506 | 43.3126
92110 | jul | 5.681 | 0.001594 | 5.6794 | 43.4766
92111 | jul | 5.8465 | 0.001813 | 5.8447 | 43.9259
92113 | jul | 5.9368 | 0.002272 | 5.9346 | 44.6556
92114 | jul | 5.9268 | 0.002691 | 5.9241 | 44.5525
92115 | jul | 5.9811 | 0.00253 | 5.9786 | 44.6342
92116 | jul | 5.8703 | 0.002067 | 5.8682 | 44.2521
92117 | jul | 5.8104 | 0.001588 | 5.8089 | 43.7577
92118 | jul | 5.6126 | 0.001635 | 5.6109 | 43.549
92119 | jul | 6.1527 | 0.003562 | 6.1491 | 44.6797
92120 | jul | 6.0375 | 0.00261 | 6.0349 | 44.6009
92121 | jul | 5.9454 | 0.001529 | 5.9439 | 44.0158
92122 | jul | 5.8498 | 0.00149 | 5.8483 | 43.8166
92123 | jul | 5.9197 | 0.002031 | 5.9177 | 44.1769
92124 | jul | 6.0438 | 0.00236 | 6.0414 | 44.4761
92126 | jul | 6.1015 | 0.002044 | 6.0994 | 44.2783
92127 | jul | 6.3556 | 0.002006 | 6.3536 | 44.6041
92128 | jul | 6.4201 | 0.002822 | 6.4173 | 44.6672
92129 | jul | 6.2429 | 0.0021 | 6.2408 | 44.4597
92130 | jul | 6.0372 | 0.001449 | 6.0357 | 44.176
92131 | jul | 6.2784 | 0.003194 | 6.2752 | 44.5239
92134 | jul | 5.9368 | 0.002272 | 5.9346 | 44.6556
92135 | jul | 5.559 | 0.001387 | 5.5576 | 43.0226
92136 | jul | 5.9368 | 0.002272 | 5.9346 | 44.6556
92139 | jul | 5.8858 | 0.002767 | 5.883 | 44.4462
92140 | jul | 5.559 | 0.001387 | 5.5576 | 43.0226
92145 | jul | 6.0764 | 0.002301 | 6.0741 | 44.3395
92152 | jul | 5.559 | 0.001387 | 5.5576 | 43.0226
92154 | jul | 5.8216 | 0.003696 | 5.8179 | 43.8897
92155 | jul | 5.9368 | 0.002272 | 5.9346 | 44.6556
92173 | jul | 5.6723 | 0.00262 | 5.6696 | 43.6601
92182 | jul | 6 | 0.002451 | 5.9975 | 44.6306
92201 | jul | 10.8668 | 0.029537 | 10.8372 | 79.3643
92203 | jul | 10.9221 | 0.033368 | 10.8887 | 79.4721
92210 | jul | 10.2106 | 0.045499 | 10.1651 | 72.2029
92211 | jul | 10.6188 | 0.034431 | 10.5844 | 76.6842
92220 | jul | 8.2716 | 0.13729 | 8.1343 | 47.5225
92223 | jul | 8.3757 | 0.054875 | 8.3208 | 50.7761
92225 | jun | 13.1485 | 5e-06 | 13.1485 | 95.734
92227 | jul | 11.6744 | 0.014676 | 11.6597 | 88.1732
92230 | jul | 8.5682 | 0.081608 | 8.4866 | 50.8665
92231 | jul | 11.0819 | 0.013777 | 11.0681 | 83.969
92233 | jul | 11.6995 | 0.014295 | 11.6852 | 87.8876
92234 | jul | 9.8603 | 0.05448 | 9.8059 | 67.8095
92236 | jul | 10.7961 | 0.037249 | 10.7589 | 78.4993
92239 | jul | 11.8005 | 0.1164 | 11.6841 | 83.99
92240 | jul | 9.7045 | 0.080328 | 9.6242 | 64.5282
92241 | jul | 10.2879 | 0.066099 | 10.2218 | 71.4562
92242 | jun | 13.2767 | 0.000861 | 13.2758 | 94.5127
92243 | jul | 11.0352 | 0.012574 | 11.0226 | 83.4691
92249 | jul | 11.4468 | 0.014332 | 11.4325 | 86.7183
92250 | jul | 11.7673 | 0.013286 | 11.754 | 89.2817
92251 | jul | 11.0733 | 0.011121 | 11.0622 | 83.6731
92252 | jul | 10.0237 | 0.15883 | 9.8649 | 65.3438
92253 | jul | 10.3148 | 0.041816 | 10.273 | 73.6719
92254 | jul | 11.2866 | 0.025825 | 11.2608 | 83.3143
92256 | jul | 8.75 | 0.2188 | 8.5312 | 51.4614
92257 | jul | 11.5747 | 0.019532 | 11.5552 | 86.0293
92259 | jul | 9.1362 | 0.025529 | 9.1106 | 67.5576
92260 | jul | 9.6363 | 0.064871 | 9.5714 | 65.481
92262 | jul | 9.4279 | 0.065835 | 9.362 | 62.1423
92264 | jul | 8.7976 | 0.094213 | 8.7034 | 54.7724
92267 | jun | 13.4006 | 0.001706 | 13.3989 | 94.7923
92270 | jul | 10.1026 | 0.043078 | 10.0595 | 71.3391
92274 | jul | 10.3469 | 0.015242 | 10.3316 | 77.2819
92276 | jul | 10.3481 | 0.046258 | 10.3018 | 73.2426
92277 | jul | 11.7298 | 0.13723 | 11.5926 | 81.6258
92278 | jul | 11.4271 | 0.15568 | 11.2715 | 77.7685
92280 | jun | 12.889 | 0.000396 | 12.8886 | 91.6534
92281 | jul | 11.2975 | 0.00683 | 11.2907 | 85.1941
92282 | jul | 8.941 | 0.1256 | 8.8154 | 55.2755
92283 | jun | 12.2519 | 6e-06 | 12.2519 | 91.2711
92284 | jul | 9.3447 | 0.19621 | 9.1485 | 57.7226
92285 | jul | 10.078 | 0.18233 | 9.8957 | 64.4082
92301 | jul | 9.562 | 0.01962 | 9.5424 | 61.9731
92304 | jul | 12.2493 | 0.20644 | 12.0429 | 84.2128
92305 | jul | 7.6899 | 0.36738 | 7.3225 | 39.2186
92307 | jul | 9.7278 | 0.078715 | 9.6491 | 61.8744
92308 | jul | 9.1109 | 0.083416 | 9.0275 | 55.4955
92309 | jul | 12.8734 | 0.21455 | 12.6589 | 87.2026
92310 | jul | 12.0576 | 0.17783 | 11.8797 | 80.1092
92311 | jul | 10.7994 | 0.10036 | 10.699 | 71.2919
92313 | jul | 8.442 | 0.00868 | 8.4333 | 54.0746
92314 | jul | 8.1275 | 0.30868 | 7.8188 | 43.9357
92315 | jul | 7.5989 | 0.41851 | 7.1804 | 38.0338
92316 | jul | 8.4365 | 0.005261 | 8.4312 | 53.388
92317 | jul | 8.3504 | 0.10231 | 8.2481 | 47.6143
92320 | jul | 8.4152 | 0.054811 | 8.3603 | 50.4192
92321 | jul | 8.1935 | 0.14666 | 8.0469 | 45.7726
92322 | jul | 8.4723 | 0.045303 | 8.427 | 50.143
92324 | jul | 8.4728 | 0.010493 | 8.4623 | 54.0915
92325 | jul | 8.4707 | 0.056153 | 8.4145 | 49.6168
92327 | jul | 11.0679 | 0.13628 | 10.9316 | 73.6468
92328 | jul | 12.3589 | 0.12741 | 12.2315 | 79.2124
92332 | jun | 12.4704 | 0.001759 | 12.4686 | 87.7441
92335 | jul | 8.3442 | 0.005865 | 8.3383 | 52.0649
92336 | jul | 8.312 | 0.017674 | 8.2944 | 50.7985
92337 | jul | 8.2377 | 0.003777 | 8.234 | 51.916
92338 | jul | 12.1882 | 0.15611 | 12.032 | 82.9975
92339 | jul | 7.6433 | 0.34674 | 7.2966 | 38.9747
92342 | jul | 10.175 | 0.031235 | 10.1438 | 67.1378
92344 | jul | 8.7612 | 0.038275 | 8.7229 | 53.4595
92345 | jul | 8.9403 | 0.04292 | 8.8974 | 54.8188
92346 | jul | 8.5796 | 0.044266 | 8.5354 | 51.8455
92347 | jul | 10.9022 | 0.0484 | 10.8538 | 71.8984
92350 | jul | 8.5703 | 0.011071 | 8.5592 | 55.146
92352 | jul | 8.3588 | 0.11766 | 8.2412 | 47.6113
92354 | jul | 8.5776 | 0.011853 | 8.5657 | 55.1169
92356 | jul | 9.7328 | 0.1456 | 9.5872 | 60.6508
92358 | jul | 7.8193 | 0.071158 | 7.7482 | 43.4774
92359 | jul | 8.3909 | 0.097785 | 8.2931 | 47.72
92363 | jun | 13.244 | 0.001986 | 13.242 | 93.0705
92364 | jun | 11.6008 | 0.01258 | 11.5882 | 77.9042
92365 | jul | 11.3725 | 0.15416 | 11.2184 | 75.9696
92368 | jul | 9.9223 | 0.037309 | 9.885 | 65.0725
92371 | jul | 8.675 | 0.036968 | 8.638 | 52.7235
92372 | jul | 8.3172 | 0.041655 | 8.2755 | 48.9873
92373 | jul | 8.4987 | 0.02052 | 8.4782 | 52.9255
92374 | jul | 8.6317 | 0.021388 | 8.6103 | 53.1685
92376 | jul | 8.5216 | 0.011043 | 8.5105 | 53.2762
92377 | jul | 8.4746 | 0.016877 | 8.4577 | 52.0197
92382 | jul | 8.2625 | 0.13131 | 8.1312 | 46.6459
92384 | jul | 13.2807 | 0.17266 | 13.1081 | 87.492
92385 | jul | 8.1861 | 0.15263 | 8.0335 | 45.6324
92389 | jul | 12.8906 | 0.29801 | 12.5926 | 85.3922
92392 | jul | 9.0808 | 0.033626 | 9.0472 | 57.0509
92394 | jul | 9.5344 | 0.033272 | 9.5011 | 61.6322
92395 | jul | 9.3806 | 0.038982 | 9.3416 | 59.5647
92397 | jul | 7.9822 | 0.060344 | 7.9219 | 45.2385
92399 | jul | 8.2143 | 0.12945 | 8.0849 | 46.3184
92401 | jul | 8.6133 | 0.016493 | 8.5968 | 54.5027
92404 | jul | 8.5398 | 0.040387 | 8.4994 | 51.8852
92405 | jul | 8.5601 | 0.027049 | 8.5331 | 52.943
92407 | jul | 8.4848 | 0.061497 | 8.4233 | 50.1611
92408 | jul | 8.641 | 0.013856 | 8.6272 | 55.2218
92410 | jul | 8.6059 | 0.016983 | 8.5889 | 54.3529
92411 | jul | 8.5666 | 0.018589 | 8.548 | 53.5596
92501 | jul | 8.2427 | 0.005826 | 8.2369 | 52.8269
92503 | jul | 7.7487 | 0.004629 | 7.744 | 49.9305
92504 | jul | 7.9024 | 0.005211 | 7.8972 | 50.9932
92505 | jul | 7.7878 | 0.003095 | 7.7847 | 50.4041
92506 | jul | 8.0568 | 0.006124 | 8.0507 | 52.0331
92507 | jul | 8.2376 | 0.008022 | 8.2296 | 52.9511
92508 | jul | 7.9606 | 0.008111 | 7.9525 | 51.3269
92509 | jul | 8.1396 | 0.0039 | 8.1357 | 51.9221
92518 | jul | 8.0141 | 0.010212 | 8.0039 | 51.5898
92521 | jul | 8.2036 | 0.007515 | 8.1961 | 52.7755
92530 | jul | 6.9593 | 0.011068 | 6.9482 | 43.2681
92532 | jul | 7.3783 | 0.010854 | 7.3674 | 46.7963
92536 | jul | 7.4878 | 0.061542 | 7.4263 | 42.5144
92539 | jul | 7.6682 | 0.098725 | 7.5694 | 42.1166
92543 | jul | 8.0617 | 0.026345 | 8.0353 | 51.4128
92544 | jul | 7.9053 | 0.045097 | 7.8602 | 48.3446
92545 | jul | 8.0464 | 0.020436 | 8.026 | 52.0589
92548 | jul | 7.9823 | 0.016139 | 7.9662 | 51.9608
92549 | jul | 8.0337 | 0.11814 | 7.9156 | 44.9824
92551 | jul | 8.0739 | 0.012507 | 8.0614 | 51.9193
92553 | jul | 8.1686 | 0.011707 | 8.1569 | 52.4658
92555 | jul | 8.3006 | 0.020444 | 8.2801 | 52.7457
92557 | jul | 8.3104 | 0.011275 | 8.2992 | 53.3436
92561 | jul | 8.4379 | 0.10219 | 8.3357 | 51.2583
92562 | jul | 7.1134 | 0.010252 | 7.1032 | 45.6888
92563 | jul | 7.4737 | 0.011868 | 7.4619 | 48.7466
92567 | jul | 8.1181 | 0.018687 | 8.0994 | 52.3736
92570 | jul | 7.6229 | 0.009899 | 7.613 | 48.6771
92571 | jul | 8.0064 | 0.014174 | 7.9922 | 51.6205
92582 | jul | 8.2588 | 0.027205 | 8.2316 | 52.3888
92583 | jul | 8.3034 | 0.045491 | 8.2579 | 51.2076
92584 | jul | 7.5919 | 0.012463 | 7.5794 | 49.3021
92585 | jul | 7.8068 | 0.013424 | 7.7934 | 50.7607
92586 | jul | 7.6525 | 0.012106 | 7.6404 | 49.677
92587 | jul | 7.5093 | 0.010882 | 7.4984 | 48.4606
92590 | jul | 7.0821 | 0.007863 | 7.0742 | 46.6872
92591 | jul | 7.4291 | 0.011655 | 7.4174 | 48.7587
92592 | jul | 7.4604 | 0.021936 | 7.4384 | 47.3676
92595 | jul | 7.2889 | 0.01117 | 7.2777 | 46.6317
92596 | jul | 7.7531 | 0.015827 | 7.7373 | 50.5406
92602 | jul | 6.6897 | 0.002339 | 6.6874 | 44.5949
92603 | jul | 6.2305 | 0.001352 | 6.2292 | 43.5637
92604 | jul | 6.4301 | 0.0015 | 6.4286 | 44.2265
92606 | jul | 6.4138 | 0.001358 | 6.4125 | 44.3184
92610 | jul | 6.722 | 0.005125 | 6.7169 | 43.3569
92612 | jul | 6.2685 | 0.001219 | 6.2672 | 43.8439
92614 | jul | 6.33 | 0.001227 | 6.3288 | 44.108
92617 | jul | 6.1763 | 0.001107 | 6.1752 | 43.5505
92618 | jul | 6.5337 | 0.002715 | 6.5309 | 43.9007
92620 | jul | 6.5525 | 0.001783 | 6.5507 | 44.431
92624 | jul | 6.2244 | 0.001212 | 6.2232 | 43.6074
92625 | jul | 5.9949 | 0.000938 | 5.9939 | 42.8889
92626 | jul | 6.2493 | 0.000807 | 6.2485 | 44.2583
92627 | jul | 5.9558 | 0.00074 | 5.955 | 42.8948
92630 | jul | 6.5086 | 0.003303 | 6.5053 | 43.5699
92637 | jul | 6.3065 | 0.001869 | 6.3046 | 43.5835
92646 | jul | 6.1194 | 0.00073 | 6.1187 | 43.716
92647 | jul | 6.352 | 0.000543 | 6.3514 | 45.321
92648 | jul | 6.2935 | 0.000512 | 6.293 | 45.0964
92649 | jul | 6.3131 | 0.000437 | 6.3127 | 45.3679
92651 | jul | 6.1803 | 0.001434 | 6.1788 | 43.3574
92653 | jul | 6.2791 | 0.001852 | 6.2772 | 43.5093
92655 | jul | 6.4079 | 0.0007 | 6.4072 | 45.2374
92656 | jul | 6.208 | 0.001532 | 6.2065 | 43.4126
92657 | jul | 6.0568 | 0.00113 | 6.0557 | 43.0177
92660 | jul | 6.0785 | 0.000918 | 6.0775 | 43.2974
92661 | jul | 5.902 | 0.000745 | 5.9013 | 42.6302
92662 | jul | 5.9417 | 0.000831 | 5.9409 | 42.7388
92663 | jul | 5.8493 | 0.000706 | 5.8485 | 42.4095
92672 | jul | 6.2615 | 0.001786 | 6.2597 | 43.4646
92673 | jul | 6.229 | 0.00125 | 6.2278 | 43.6078
92675 | jul | 6.6407 | 0.005911 | 6.6347 | 43.2552
92676 | jul | 6.9452 | 0.007813 | 6.9374 | 42.9145
92677 | jul | 6.1866 | 0.001458 | 6.1851 | 43.3736
92679 | jul | 6.7886 | 0.006804 | 6.7818 | 43.1747
92683 | jul | 6.4025 | 0.00063 | 6.4019 | 45.3112
92688 | jul | 6.6336 | 0.004767 | 6.6289 | 43.3492
92691 | jul | 6.471 | 0.003152 | 6.4678 | 43.5648
92692 | jul | 6.5553 | 0.003801 | 6.5515 | 43.5617
92694 | jul | 6.5798 | 0.003399 | 6.5764 | 43.9291
92697 | jul | 6.1902 | 0.001113 | 6.1891 | 43.6062
92701 | jul | 6.5055 | 0.001131 | 6.5043 | 45.0172
92703 | jul | 6.4426 | 0.000841 | 6.4418 | 45.1434
92704 | jul | 6.3593 | 0.000811 | 6.3585 | 44.7931
92705 | jul | 6.6074 | 0.001449 | 6.606 | 44.9624
92706 | jul | 6.5336 | 0.000988 | 6.5326 | 45.2231
92707 | jul | 6.346 | 0.001015 | 6.345 | 44.4443
92708 | jul | 6.4254 | 0.000761 | 6.4247 | 45.1916
92780 | jul | 6.5284 | 0.001386 | 6.527 | 44.7801
92782 | jul | 6.5268 | 0.001505 | 6.5253 | 44.6099
92801 | jul | 6.7063 | 0.000706 | 6.7056 | 45.8259
92802 | jul | 6.6161 | 0.000771 | 6.6153 | 45.5597
92804 | jul | 6.6041 | 0.000656 | 6.6035 | 45.6949
92805 | jul | 6.7118 | 0.000844 | 6.711 | 45.681
92806 | jul | 6.8018 | 0.001099 | 6.8007 | 45.7031
92807 | jul | 6.9631 | 0.00168 | 6.9615 | 45.6923
92808 | jul | 7.0648 | 0.002231 | 7.0626 | 45.7395
92821 | jul | 7.0663 | 0.001017 | 7.0652 | 46.3066
92823 | jul | 7.2 | 0.001608 | 7.1984 | 46.3237
92831 | jul | 6.8902 | 0.000918 | 6.8892 | 45.9805
92832 | jul | 6.8068 | 0.000756 | 6.8061 | 45.9455
92833 | jul | 6.8076 | 0.000693 | 6.8069 | 46.055
92835 | jul | 6.944 | 0.000848 | 6.9432 | 46.1432
92840 | jul | 6.5354 | 0.000742 | 6.5347 | 45.4383
92841 | jul | 6.4974 | 0.000633 | 6.4968 | 45.5053
92843 | jul | 6.4648 | 0.00074 | 6.4641 | 45.2983
92844 | jul | 6.4397 | 0.000655 | 6.4391 | 45.3583
92845 | jul | 6.4498 | 0.000545 | 6.4493 | 45.5332
92860 | jul | 7.6188 | 0.002573 | 7.6162 | 49.407
92861 | jul | 6.818 | 0.001508 | 6.8165 | 45.4547
92862 | jul | 6.9882 | 0.003478 | 6.9848 | 45.0989
92865 | jul | 6.7966 | 0.001243 | 6.7954 | 45.5971
92866 | jul | 6.6504 | 0.00125 | 6.6492 | 45.2657
92867 | jul | 6.7918 | 0.001413 | 6.7904 | 45.4694
92868 | jul | 6.6179 | 0.001033 | 6.6168 | 45.3648
92869 | jul | 6.7977 | 0.001673 | 6.796 | 45.285
92870 | jul | 6.9628 | 0.001214 | 6.9616 | 45.9744
92879 | jul | 7.5055 | 0.004197 | 7.5013 | 48.1314
92880 | jul | 7.493 | 0.002603 | 7.4904 | 48.2279
92881 | jul | 7.4681 | 0.00626 | 7.4619 | 47.2227
92882 | jul | 7.2502 | 0.0053 | 7.2449 | 45.7047
92883 | jul | 7.2252 | 0.009304 | 7.2159 | 44.4628
92886 | jul | 7.113 | 0.001658 | 7.1113 | 46.0817
92887 | jul | 7.1728 | 0.002177 | 7.1706 | 46.147
93001 | jul | 6.0615 | 0.000318 | 6.0612 | 35.9772
93003 | jul | 5.8966 | 0.000117 | 5.8965 | 37.5517
93004 | jul | 5.9782 | 0.000127 | 5.978 | 38.1726
93010 | jul | 5.956 | 8.8e-05 | 5.9559 | 39.4067
93012 | jul | 6.0224 | 0.000128 | 6.0222 | 39.6186
93013 | jul | 5.8295 | 0.000675 | 5.8288 | 33.2614
93015 | jul | 7.0366 | 0.000328 | 7.0362 | 41.71
93021 | jul | 6.6172 | 0.000207 | 6.617 | 41.0721
93022 | jul | 6.3602 | 0.000246 | 6.36 | 36.7318
93023 | jul | 6.3344 | 0.001337 | 6.333 | 34.6713
93030 | jul | 5.8359 | 8.5e-05 | 5.8358 | 38.1804
93033 | jul | 5.6446 | 9.4e-05 | 5.6445 | 38.7111
93035 | jul | 5.7536 | 8.8e-05 | 5.7535 | 37.3508
93036 | jul | 5.8568 | 8.8e-05 | 5.8568 | 38.2793
93041 | jul | 5.6055 | 9.2e-05 | 5.6055 | 37.9032
93042 | jul | 5.4492 | 9.6e-05 | 5.4491 | 38.4915
93043 | jul | 5.7536 | 8.8e-05 | 5.7535 | 37.3508
93060 | jul | 6.429 | 0.000295 | 6.4287 | 38.1527
93063 | jul | 6.8395 | 0.000306 | 6.8392 | 42.3988
93065 | jul | 6.7016 | 0.000265 | 6.7013 | 41.5584
93066 | jul | 6.2469 | 0.000163 | 6.2467 | 39.4754
93067 | jul | 5.602 | 0.000705 | 5.6013 | 32.4709
93101 | jul | 5.3184 | 0.000654 | 5.3178 | 31.9759
93103 | jul | 5.4509 | 0.000767 | 5.4501 | 32.1219
93105 | jul | 5.6234 | 0.001705 | 5.6217 | 31.4121
93106 | jul | 5.0034 | 0.000566 | 5.0028 | 31.1411
93108 | jul | 5.8053 | 0.000921 | 5.8044 | 32.886
93109 | jul | 5.245 | 0.000611 | 5.2444 | 31.882
93110 | jul | 5.2664 | 0.00073 | 5.2657 | 31.7484
93111 | jul | 5.2542 | 0.000807 | 5.2533 | 31.5736
93117 | jul | 5.0401 | 0.000835 | 5.0392 | 30.7353
93202 | jul | 10.2197 | 0.000193 | 10.2195 | 58.1863
93203 | jul | 9.4901 | 0.000359 | 9.4897 | 56.6239
93204 | jul | 8.4498 | 0.000339 | 8.4494 | 47.9164
93205 | jul | 9.2945 | 0.011202 | 9.2833 | 53.2073
93206 | jul | 8.9972 | 0.000292 | 8.997 | 55.8984
93207 | jul | 10.5683 | 0.002798 | 10.5655 | 60.7762
93210 | jul | 8.1133 | 0.000465 | 8.1128 | 41.4337
93212 | jul | 10.0618 | 0.000256 | 10.0616 | 58.7083
93215 | jul | 10.5267 | 0.000533 | 10.5261 | 62.07
93219 | jul | 10.2325 | 0.000377 | 10.2322 | 60.3781
93221 | jul | 10.7766 | 0.001539 | 10.7751 | 58.5098
93223 | jul | 10.6938 | 0.000824 | 10.693 | 59.15
93224 | jul | 7.9054 | 0.001054 | 7.9043 | 46.542
93225 | jul | 7.4616 | 0.001768 | 7.4598 | 41.3262
93226 | jul | 9.4103 | 0.010861 | 9.3994 | 52.4926
93230 | jul | 10.2653 | 0.000236 | 10.2651 | 58.3626
93234 | jul | 9.4296 | 0.000169 | 9.4295 | 54.0962
93235 | jul | 10.8059 | 0.000836 | 10.8051 | 58.9213
93238 | jul | 9.4322 | 0.023208 | 9.409 | 54.2537
93239 | jul | 9.3944 | 0.000198 | 9.3942 | 55.6681
93240 | jul | 9.4071 | 0.014317 | 9.3928 | 54.3206
93241 | jul | 10.1434 | 0.00027 | 10.1431 | 62.8266
93242 | jul | 10.3963 | 0.00024 | 10.3961 | 58.201
93243 | jul | 7.3451 | 0.001078 | 7.344 | 40.9973
93244 | jul | 10.8064 | 0.002539 | 10.8038 | 57.5025
93245 | jul | 9.9806 | 0.000168 | 9.9804 | 57.4011
93247 | jul | 10.7529 | 0.001277 | 10.7516 | 59.4582
93249 | jul | 8.4516 | 0.000441 | 8.4512 | 49.8246
93250 | jul | 10.407 | 0.000495 | 10.4065 | 62.0991
93251 | jul | 8.1362 | 0.000781 | 8.1355 | 48.3901
93252 | jul | 6.8948 | 0.002003 | 6.8928 | 37.5537
93254 | jul | 6.3405 | 0.002322 | 6.3381 | 34.2417
93255 | jul | 9.4505 | 0.045086 | 9.4054 | 55.275
93256 | jul | 10.4178 | 0.000438 | 10.4174 | 60.6136
93257 | jul | 10.2736 | 0.007101 | 10.2665 | 57.5468
93260 | jul | 9.4471 | 0.013628 | 9.4335 | 52.4334
93262 | jul | 8.322 | 0.082982 | 8.2391 | 38.2934
93263 | jul | 9.7791 | 0.000337 | 9.7787 | 60.0804
93265 | jul | 9.1216 | 0.040892 | 9.0807 | 47.432
93266 | jul | 9.6795 | 0.000169 | 9.6793 | 56.5507
93267 | jul | 10.7703 | 0.00109 | 10.7692 | 60.3273
93268 | jul | 8.3512 | 0.000595 | 8.3506 | 51.1136
93270 | jul | 10.8062 | 0.000763 | 10.8054 | 62.4342
93271 | jul | 8.75 | 0.064236 | 8.6858 | 42.3965
93272 | jul | 10.4109 | 0.000441 | 10.4105 | 60.011
93274 | jul | 10.4208 | 0.00045 | 10.4204 | 59.3222
93276 | jul | 9.0947 | 0.000282 | 9.0944 | 56.8496
93277 | jul | 10.51 | 0.000466 | 10.5095 | 58.99
93280 | jul | 9.6962 | 0.000305 | 9.6959 | 58.7829
93283 | jul | 9.3481 | 0.025476 | 9.3226 | 54.6737
93285 | jul | 9.2515 | 0.012235 | 9.2393 | 52.1083
93286 | jul | 10.4548 | 0.00729 | 10.4475 | 53.5528
93287 | jul | 10.3811 | 0.002299 | 10.3788 | 59.9784
93291 | jul | 10.6617 | 0.000541 | 10.6611 | 58.8903
93292 | jul | 10.7683 | 0.00088 | 10.7674 | 58.7717
93301 | jul | 10.38 | 0.000358 | 10.3796 | 63.9561
93304 | jul | 10.2336 | 0.000321 | 10.2333 | 63.298
93305 | jul | 10.4224 | 0.000374 | 10.422 | 64.1134
93306 | jul | 10.3694 | 0.000665 | 10.3687 | 62.779
93307 | jul | 9.8879 | 0.000365 | 9.8875 | 60.4567
93308 | jul | 10.2619 | 0.001667 | 10.2603 | 60.7653
93309 | jul | 10.1971 | 0.000313 | 10.1968 | 63.1495
93311 | jul | 9.3075 | 0.000256 | 9.3072 | 57.9932
93312 | jul | 10.2178 | 0.000334 | 10.2175 | 63.1248
93313 | jul | 9.4972 | 0.00024 | 9.497 | 58.6604
93314 | jul | 9.8189 | 0.000316 | 9.8186 | 60.839
93401 | jul | 5.5204 | 0.000795 | 5.5196 | 29.7744
93402 | jul | 5.3116 | 0.000494 | 5.3111 | 27.6319
93405 | jul | 5.4542 | 0.000622 | 5.4536 | 28.527
93407 | jul | 5.5791 | 0.000753 | 5.5784 | 29.6133
93420 | jul | 5.5999 | 0.001003 | 5.5989 | 31.8236
93422 | jul | 6.0407 | 0.000798 | 6.0399 | 31.9527
93426 | jul | 6.3915 | 0.000542 | 6.3909 | 30.8842
93427 | jul | 4.8942 | 0.000887 | 4.8934 | 30.0728
93428 | jul | 5.7384 | 0.000644 | 5.7378 | 27.5648
93429 | jul | 4.64 | 0.000318 | 4.6397 | 30.0681
93430 | jul | 5.722 | 0.000581 | 5.7215 | 28.785
93432 | jul | 6.4319 | 0.000965 | 6.4309 | 34.8449
93433 | jul | 5.1163 | 0.000272 | 5.1161 | 30.5474
93434 | jul | 4.7546 | 0.000285 | 4.7543 | 30.3293
93436 | jul | 4.592 | 0.000648 | 4.5913 | 29.175
93437 | jul | 4.4632 | 0.000485 | 4.4627 | 28.7293
93441 | jul | 5.3323 | 0.001489 | 5.3308 | 31.0383
93442 | jul | 5.7057 | 0.000625 | 5.7051 | 29.6474
93444 | jul | 5.1312 | 0.000485 | 5.1308 | 31.214
93445 | jul | 5.1163 | 0.000272 | 5.1161 | 30.5474
93446 | jul | 6.4848 | 0.000569 | 6.4843 | 34.3057
93449 | jul | 5.2167 | 0.000416 | 5.2163 | 29.8246
93450 | jul | 6.9821 | 0.000499 | 6.9816 | 33.8769
93451 | jul | 7.2317 | 0.000657 | 7.2311 | 37.202
93452 | jul | 5.7217 | 0.000802 | 5.7209 | 24.7005
93453 | jul | 6.6797 | 0.001623 | 6.6781 | 36.5181
93454 | jul | 5.4316 | 0.00122 | 5.4303 | 31.9842
93455 | jul | 4.878 | 0.000578 | 4.8774 | 30.8175
93458 | jul | 4.9443 | 0.000353 | 4.944 | 31.2843
93460 | jul | 5.4546 | 0.00178 | 5.4528 | 30.8657
93461 | jul | 7.1684 | 0.000841 | 7.1675 | 39.11
93463 | jul | 5.0374 | 0.000997 | 5.0364 | 30.4875
93465 | jul | 6.2056 | 0.000688 | 6.205 | 32.8621
93501 | jul | 9.5054 | 0.005627 | 9.4997 | 58.3609
93505 | jul | 10.3717 | 0.013745 | 10.358 | 66.1042
93510 | jul | 7.8945 | 0.003946 | 7.8906 | 46.5425
93512 | jul | 8.3547 | 0.26461 | 8.0901 | 37.6841
93513 | jul | 9.9541 | 0.21533 | 9.7387 | 58.0776
93514 | jul | 8.6028 | 0.27304 | 8.3298 | 42.5063
93516 | jul | 10.2605 | 0.015007 | 10.2455 | 66.6746
93517 | jul | 7.841 | 0.22815 | 7.6128 | 29.0717
93518 | jul | 9.2154 | 0.010899 | 9.2045 | 53.3244
93519 | jul | 10.4254 | 0.018138 | 10.4073 | 65.4117
93523 | jul | 10.0176 | 0.007359 | 10.0103 | 64.1357
93524 | jul | 10.0912 | 0.015131 | 10.0761 | 65.6205
93526 | jul | 10.2063 | 0.15696 | 10.0494 | 60.5285
93527 | jul | 10.2892 | 0.041195 | 10.248 | 62.7919
93528 | jul | 10.6836 | 0.034265 | 10.6493 | 68.1177
93529 | jul | 7.5928 | 0.2188 | 7.374 | 26.937
93531 | jul | 9.2656 | 0.00208 | 9.2635 | 53.5662
93532 | jul | 7.9987 | 0.000665 | 7.998 | 46.256
93534 | jul | 9.0424 | 0.002587 | 9.0398 | 56.6121
93535 | jul | 9.358 | 0.00594 | 9.3521 | 59.9693
93536 | jul | 8.4728 | 0.001483 | 8.4713 | 50.2197
93541 | jul | 8.0012 | 0.22998 | 7.7712 | 31.1505
93543 | jul | 8.3629 | 0.012108 | 8.3508 | 50.8021
93544 | jul | 8.326 | 0.03022 | 8.2958 | 49.8054
93545 | jul | 9.3267 | 0.13913 | 9.1876 | 53.3528
93546 | jul | 7.387 | 0.24165 | 7.1453 | 26.6687
93550 | jul | 8.1598 | 0.007061 | 8.1527 | 48.909
93551 | jul | 8.386 | 0.002499 | 8.3835 | 50.5284
93552 | jul | 8.7152 | 0.004563 | 8.7106 | 54.502
93553 | jul | 8.0001 | 0.022271 | 7.9778 | 46.6655
93554 | jul | 10.6969 | 0.027358 | 10.6696 | 68.0993
93555 | jul | 11.1151 | 0.078701 | 11.0364 | 70.9543
93560 | jul | 8.5865 | 0.001907 | 8.5846 | 50.0929
93561 | jul | 8.8495 | 0.005045 | 8.8444 | 50.9765
93562 | jul | 11.9633 | 0.050524 | 11.9128 | 77.7907
93563 | jul | 7.7207 | 0.021657 | 7.699 | 44.4446
93591 | jul | 9.0377 | 0.007649 | 9.0301 | 57.7209
93601 | jul | 9.7703 | 0.009768 | 9.7605 | 33.7471
93602 | jul | 10.0421 | 0.0107 | 10.0314 | 40.4002
93604 | jul | 9.2589 | 0.023739 | 9.2352 | 31.0117
93608 | jul | 9.2858 | 0.000163 | 9.2857 | 52.2426
93609 | jul | 10.2837 | 0.000223 | 10.2835 | 57.684
93610 | jul | 10.2578 | 0.000234 | 10.2576 | 53.7011
93611 | jul | 10.9271 | 0.00062 | 10.9265 | 57.0363
93612 | jul | 10.902 | 0.000553 | 10.9015 | 57.3057
93614 | jul | 10.3458 | 0.003552 | 10.3423 | 42.7929
93615 | jul | 10.8591 | 0.000878 | 10.8582 | 58.1872
93616 | jul | 10.859 | 0.000481 | 10.8585 | 58.3284
93618 | jul | 10.8187 | 0.000652 | 10.818 | 58.607
93619 | jul | 10.8677 | 0.001199 | 10.8665 | 53.5272
93620 | jul | 9.4569 | 0.000121 | 9.4568 | 52.1439
93621 | jul | 9.7791 | 0.018261 | 9.7609 | 45.8664
93622 | jul | 9.1654 | 0.000166 | 9.1652 | 49.889
93623 | jul | 8.5939 | 0.036158 | 8.5578 | 25.4225
93625 | jul | 10.7152 | 0.000385 | 10.7148 | 58.2386
93626 | jul | 10.7015 | 0.001757 | 10.6997 | 49.2842
93627 | jul | 9.6284 | 0.000157 | 9.6282 | 54.7324
93630 | jul | 10.0815 | 0.000203 | 10.0813 | 55.9675
93631 | jul | 10.6744 | 0.000406 | 10.674 | 58.6462
93633 | jul | 7.8349 | 0.17209 | 7.6628 | 32.5371
93635 | jul | 8.1852 | 0.000265 | 8.185 | 42.1905
93636 | jul | 10.7646 | 0.000544 | 10.7641 | 55.1898
93637 | jul | 10.2379 | 0.000231 | 10.2377 | 55.3646
93638 | jul | 10.6108 | 0.000376 | 10.6104 | 55.0092
93640 | jul | 8.6517 | 0.000272 | 8.6514 | 45.213
93641 | jul | 9.9362 | 0.015209 | 9.921 | 47.59
93643 | jul | 9.1347 | 0.032332 | 9.1023 | 32.312
93644 | jul | 8.4925 | 0.049715 | 8.4428 | 26.9312
93645 | jul | 10.5204 | 0.002482 | 10.5179 | 45.3532
93646 | jul | 10.8674 | 0.00152 | 10.8659 | 56.0749
93647 | jul | 10.7833 | 0.002128 | 10.7811 | 55.8169
93648 | jul | 10.8731 | 0.000544 | 10.8725 | 58.4087
93650 | jul | 10.8312 | 0.000478 | 10.8308 | 57.1146
93651 | jul | 10.6483 | 0.002488 | 10.6458 | 48.5155
93652 | jul | 10.3179 | 0.000232 | 10.3177 | 57.4655
93653 | jul | 10.5143 | 0.00127 | 10.513 | 47.229
93654 | jul | 10.9063 | 0.000994 | 10.9053 | 56.9818
93656 | jul | 10.0813 | 0.000185 | 10.0811 | 57.334
93657 | jul | 10.7929 | 0.002645 | 10.7903 | 53.2299
93660 | jul | 9.7624 | 0.000168 | 9.7622 | 55.2064
93662 | jul | 10.643 | 0.000346 | 10.6427 | 58.3611
93664 | jul | 8.0214 | 0.10018 | 7.9212 | 30.0687
93667 | jul | 10.3543 | 0.006644 | 10.3476 | 44.6627
93668 | jul | 9.5983 | 0.000157 | 9.5982 | 53.7849
93669 | jul | 9.5404 | 0.017187 | 9.5232 | 32.7543
93675 | jul | 10.5947 | 0.004471 | 10.5902 | 51.6945
93701 | jul | 10.7582 | 0.00038 | 10.7578 | 57.8167
93702 | jul | 10.7868 | 0.000396 | 10.7864 | 57.9765
93703 | jul | 10.8146 | 0.000425 | 10.8142 | 57.7726
93704 | jul | 10.789 | 0.000427 | 10.7886 | 57.4206
93705 | jul | 10.7404 | 0.00039 | 10.7401 | 57.4137
93706 | jul | 10.417 | 0.000264 | 10.4167 | 57.375
93710 | jul | 10.8682 | 0.0005 | 10.8677 | 57.3103
93711 | jul | 10.7811 | 0.000436 | 10.7807 | 57.0979
93720 | jul | 10.9049 | 0.00055 | 10.9043 | 56.9989
93721 | jul | 10.7382 | 0.000372 | 10.7378 | 57.8621
93722 | jul | 10.6815 | 0.000355 | 10.6811 | 57.1869
93723 | jul | 10.5203 | 0.000292 | 10.52 | 56.9503
93725 | jul | 10.6187 | 0.000335 | 10.6184 | 58.0644
93726 | jul | 10.84 | 0.00046 | 10.8396 | 57.558
93727 | jul | 10.8819 | 0.0005 | 10.8814 | 57.9193
93728 | jul | 10.7268 | 0.000367 | 10.7264 | 57.6543
93730 | jul | 10.9421 | 0.000619 | 10.9415 | 56.4918
93741 | jul | 10.775 | 0.000402 | 10.7746 | 57.655
93901 | jul | 6.0014 | 0.000395 | 6.001 | 28.6049
93905 | jul | 6.0925 | 0.000394 | 6.0921 | 29.6217
93906 | jul | 6.1153 | 0.000369 | 6.115 | 30.9613
93907 | jul | 6.1553 | 0.000348 | 6.1549 | 31.7839
93908 | jul | 6.0474 | 0.000464 | 6.0469 | 27.1304
93920 | jul | 5.3554 | 0.001131 | 5.3542 | 13.7799
93923 | jul | 5.3139 | 0.000801 | 5.3131 | 13.9605
93924 | jul | 5.5607 | 0.000949 | 5.5597 | 15.7511
93925 | jul | 6.3497 | 0.0005 | 6.3492 | 27.8637
93926 | jul | 6.2667 | 0.000529 | 6.2661 | 26.5188
93927 | jul | 5.8822 | 0.000786 | 5.8814 | 20.4262
93930 | jul | 6.6226 | 0.000424 | 6.6221 | 30.4416
93932 | jul | 5.9008 | 0.000796 | 5.9 | 22.5728
93933 | jul | 5.9056 | 0.000346 | 5.9053 | 29.6564
93940 | jul | 5.5383 | 0.000469 | 5.5378 | 20.8381
93943 | jul | 5.437 | 0.000445 | 5.4366 | 19.8658
93950 | jul | 5.437 | 0.000445 | 5.4366 | 19.8658
93953 | jul | 5.4367 | 0.000445 | 5.4362 | 19.8565
93955 | jul | 5.6539 | 0.000452 | 5.6534 | 22.601
93960 | jul | 6.2311 | 0.000536 | 6.2306 | 25.5765
94002 | jun | 5.5409 | 0.03563 | 5.5053 | 26.2917
94005 | jun | 5.225 | 0.039178 | 5.1859 | 23.9943
94010 | jul | 5.3266 | 0.000348 | 5.3262 | 24.5278
94014 | jun | 5.1913 | 0.038969 | 5.1523 | 24.0314
94015 | jun | 5.1958 | 0.0396 | 5.1562 | 23.7332
94019 | jun | 5.2531 | 0.043268 | 5.2098 | 21.9593
94020 | jul | 5.5185 | 0.00059 | 5.5179 | 21.1872
94021 | jul | 5.4706 | 0.000622 | 5.47 | 19.8268
94022 | jul | 5.9034 | 0.000449 | 5.903 | 27.6297
94024 | jul | 6.0161 | 0.000464 | 6.0156 | 28.1612
94025 | jul | 5.8878 | 0.000348 | 5.8875 | 29.6914
94027 | jul | 5.7733 | 0.000383 | 5.7729 | 28.1802
94028 | jul | 5.6592 | 0.000505 | 5.6587 | 24.7146
94030 | jul | 5.2197 | 0.000367 | 5.2193 | 23.1453
94035 | jul | 6.3493 | 0.000252 | 6.349 | 34.8312
94038 | jul | 5.1895 | 0.000389 | 5.1891 | 22.4012
94040 | jul | 6.1503 | 0.000357 | 6.1499 | 31.3565
94041 | jul | 6.2134 | 0.000326 | 6.2131 | 32.4285
94043 | jul | 6.2652 | 0.000266 | 6.265 | 34.0372
94044 | jul | 5.1895 | 0.000389 | 5.1891 | 22.4012
94060 | jul | 5.3013 | 0.000502 | 5.3008 | 20.0193
94061 | jul | 5.6513 | 0.000402 | 5.6509 | 26.8708
94062 | jul | 5.4287 | 0.000473 | 5.4282 | 23.2195
94063 | jul | 5.7901 | 0.000311 | 5.7898 | 29.6068
94065 | jun | 5.7052 | 0.029781 | 5.6754 | 29.2059
94066 | jul | 5.1908 | 0.000381 | 5.1904 | 22.5857
94070 | jun | 5.602 | 0.03547 | 5.5665 | 26.723
94074 | jul | 5.2622 | 0.000463 | 5.2617 | 20.7241
94080 | jul | 5.1889 | 0.000355 | 5.1886 | 23.1087
94085 | jul | 6.4028 | 0.000301 | 6.4025 | 33.9973
94086 | jul | 6.3401 | 0.00034 | 6.3398 | 32.72
94087 | jul | 6.2488 | 0.000396 | 6.2484 | 30.952
94089 | jul | 6.4592 | 0.00025 | 6.459 | 35.4946
94102 | jun | 5.2127 | 0.039343 | 5.1733 | 23.6601
94103 | jun | 5.237 | 0.0394 | 5.1976 | 23.569
94105 | jun | 5.305 | 0.039661 | 5.2653 | 23.3184
94107 | jun | 5.2777 | 0.038421 | 5.2393 | 24.2677
94108 | jun | 5.2799 | 0.040154 | 5.2398 | 22.9518
94109 | jun | 5.1992 | 0.039086 | 5.1601 | 23.898
94110 | jun | 5.2027 | 0.038938 | 5.1637 | 24.023
94111 | jun | 5.305 | 0.039661 | 5.2653 | 23.3184
94112 | jun | 5.1905 | 0.038914 | 5.1516 | 24.0566
94114 | jun | 5.1905 | 0.038914 | 5.1516 | 24.0566
94115 | jun | 5.1905 | 0.038914 | 5.1516 | 24.0566
94116 | jun | 5.1905 | 0.038914 | 5.1516 | 24.0566
94117 | jun | 5.1905 | 0.038914 | 5.1516 | 24.0566
94118 | jun | 5.1905 | 0.038914 | 5.1516 | 24.0566
94121 | jun | 5.1905 | 0.038914 | 5.1516 | 24.0566
94122 | jun | 5.1905 | 0.038914 | 5.1516 | 24.0566
94123 | jun | 5.1905 | 0.038914 | 5.1516 | 24.0566
94124 | jun | 5.2889 | 0.037461 | 5.2515 | 24.9799
94127 | jun | 5.1905 | 0.038914 | 5.1516 | 24.0566
94128 | jul | 5.2704 | 0.000336 | 5.27 | 24.2435
94129 | jun | 5.1905 | 0.038914 | 5.1516 | 24.0566
94130 | jun | 5.419 | 0.040124 | 5.3789 | 23.2376
94131 | jun | 5.1905 | 0.038914 | 5.1516 | 24.0566
94132 | jun | 5.1905 | 0.038914 | 5.1516 | 24.0566
94133 | jun | 5.2705 | 0.040296 | 5.2302 | 22.7957
94134 | jun | 5.2094 | 0.03905 | 5.1703 | 24.0337
94158 | jun | 5.3006 | 0.038581 | 5.262 | 24.1853
94301 | jul | 5.9957 | 0.000325 | 5.9954 | 30.9388
94303 | jul | 6.1223 | 0.000283 | 6.1221 | 32.695
94304 | jul | 5.8536 | 0.000416 | 5.8531 | 28.0503
94305 | jul | 5.913 | 0.000366 | 5.9126 | 29.5571
94306 | jul | 6.0539 | 0.000328 | 6.0536 | 31.3199
94401 | jul | 5.4746 | 0.000291 | 5.4743 | 27.0269
94402 | jun | 5.4523 | 0.036377 | 5.4159 | 25.5574
94403 | jun | 5.5347 | 0.034214 | 5.5005 | 26.7385
94404 | jun | 5.6484 | 0.029614 | 5.6188 | 28.9018
94501 | jun | 5.6672 | 0.033108 | 5.6341 | 28.207
94502 | jun | 5.7602 | 0.029173 | 5.7311 | 30.2652
94503 | jul | 6.8868 | 0.000131 | 6.8867 | 27.3541
94505 | jul | 8.6663 | 0.000218 | 8.6661 | 46.0399
94506 | jul | 7.2905 | 0.000317 | 7.2902 | 35.0637
94507 | jul | 6.8545 | 0.000316 | 6.8542 | 32.476
94508 | jul | 7.0896 | 0.000144 | 7.0895 | 19.2424
94509 | jul | 8.0242 | 0.000226 | 8.024 | 40.4631
94510 | jul | 6.9547 | 0.00015 | 6.9545 | 31.7101
94512 | jul | 8.2586 | 0.000138 | 8.2584 | 41.8579
94513 | jul | 8.2313 | 0.000244 | 8.231 | 42.3006
94514 | jul | 8.3844 | 0.00026 | 8.3842 | 43.3023
94515 | jul | 6.8642 | 0.000168 | 6.8641 | 16.1333
94517 | jul | 7.4142 | 0.000317 | 7.4139 | 34.859
94518 | jul | 6.9574 | 0.000267 | 6.9571 | 32.7941
94519 | jul | 7.1481 | 0.000235 | 7.1479 | 34.0572
94520 | jul | 7.0927 | 0.000198 | 7.0925 | 34.0099
94521 | jul | 7.3006 | 0.000266 | 7.3004 | 34.4304
94523 | jul | 6.7431 | 0.000246 | 6.7429 | 32.0669
94525 | jul | 6.3977 | 0.00019 | 6.3975 | 26.8532
94526 | jul | 6.8977 | 0.000321 | 6.8974 | 33.1225
94528 | jul | 7.0555 | 0.000324 | 7.0552 | 33.3272
94530 | jul | 5.7433 | 0.000298 | 5.743 | 22.7046
94531 | jul | 8.0719 | 0.000241 | 8.0717 | 41.0751
94533 | jul | 8.026 | 0.000102 | 8.0259 | 35.2317
94534 | jul | 7.4606 | 0.00012 | 7.4605 | 31.1624
94535 | jul | 8.3248 | 9.2e-05 | 8.3248 | 38.6158
94536 | jul | 6.7149 | 0.000268 | 6.7146 | 35.6379
94538 | jul | 6.6624 | 0.000258 | 6.6621 | 35.9767
94539 | jul | 6.8966 | 0.000303 | 6.8963 | 35.7063
94541 | jul | 6.3622 | 0.000283 | 6.3619 | 33.1874
94542 | jul | 6.5843 | 0.000284 | 6.584 | 34.3024
94544 | jul | 6.481 | 0.000263 | 6.4807 | 34.6213
94545 | jul | 6.2266 | 0.000242 | 6.2264 | 33.6867
94546 | jul | 6.3358 | 0.00032 | 6.3355 | 31.357
94547 | jul | 6.1194 | 0.000232 | 6.1191 | 24.7471
94548 | jul | 8.6164 | 0.000202 | 8.6162 | 45.3497
94549 | jul | 6.4291 | 0.000287 | 6.4289 | 30.025
94550 | jul | 7.3145 | 0.000637 | 7.3138 | 29.3576
94551 | jul | 7.731 | 0.000315 | 7.7307 | 37.8851
94552 | jul | 6.7177 | 0.000314 | 6.7174 | 33.6715
94553 | jul | 6.426 | 0.000243 | 6.4258 | 28.574
94555 | jul | 6.3644 | 0.000227 | 6.3641 | 35.3183
94556 | jul | 6.3566 | 0.000305 | 6.3563 | 30.5231
94558 | jul | 7.3971 | 0.000132 | 7.397 | 23.7293
94559 | jul | 6.7014 | 0.00012 | 6.7013 | 24.0945
94560 | jul | 6.4547 | 0.000239 | 6.4545 | 35.5134
94561 | jul | 8.656 | 0.000191 | 8.6558 | 45.0515
94563 | jul | 6.0727 | 0.0003 | 6.0724 | 27.7263
94564 | jul | 6.0151 | 0.000237 | 6.0149 | 23.783
94565 | jul | 7.6471 | 0.000215 | 7.6469 | 37.5032
94566 | jul | 7.2465 | 0.00035 | 7.2461 | 35.3039
94567 | jul | 7.2587 | 0.000145 | 7.2585 | 19.7997
94568 | jul | 7.186 | 0.000311 | 7.1857 | 35.7161
94569 | jul | 6.5394 | 0.000186 | 6.5392 | 28.4579
94571 | jul | 8.6015 | 0.000134 | 8.6014 | 43.0429
94572 | jul | 6.2458 | 0.000212 | 6.2456 | 25.6667
94574 | jul | 7.1361 | 0.000139 | 7.136 | 20.3681
94576 | jul | 6.9784 | 0.000148 | 6.9783 | 18.5137
94577 | jul | 6.0221 | 0.00027 | 6.0218 | 31.1672
94578 | jul | 6.1872 | 0.000288 | 6.1869 | 31.8033
94579 | jul | 6.0573 | 0.000259 | 6.0571 | 31.7972
94580 | jul | 6.1485 | 0.000265 | 6.1483 | 32.3029
94582 | jul | 7.2214 | 0.000311 | 7.2211 | 35.5106
94583 | jul | 6.8565 | 0.00032 | 6.8562 | 33.6411
94585 | jul | 7.8765 | 0.000124 | 7.8764 | 38.1596
94586 | jul | 7.0408 | 0.000364 | 7.0405 | 34.5402
94587 | jul | 6.5209 | 0.000248 | 6.5206 | 35.1902
94588 | jul | 7.1881 | 0.000315 | 7.1878 | 35.7372
94589 | jul | 6.6089 | 0.000146 | 6.6088 | 26.3218
94590 | jul | 6.4727 | 0.000158 | 6.4725 | 26.2905
94591 | jul | 6.7164 | 0.00015 | 6.7162 | 28.3934
94592 | jul | 6.3939 | 0.000141 | 6.3938 | 24.2625
94595 | jul | 6.5971 | 0.000297 | 6.5968 | 31.5958
94596 | jul | 6.7605 | 0.0003 | 6.7602 | 31.9545
94597 | jul | 6.6583 | 0.000276 | 6.6581 | 31.6736
94598 | jul | 6.934 | 0.000305 | 6.9337 | 32.3399
94599 | jul | 6.9581 | 0.00014 | 6.958 | 20.9132
94601 | jul | 5.8249 | 0.000258 | 5.8247 | 29.4869
94602 | jul | 5.8989 | 0.000274 | 5.8986 | 28.8665
94603 | jul | 5.9744 | 0.000273 | 5.9741 | 30.722
94605 | jul | 6.1027 | 0.000297 | 6.1024 | 30.5734
94606 | jun | 5.7633 | 0.033812 | 5.7295 | 28.5228
94607 | jun | 5.6131 | 0.036912 | 5.5762 | 26.1788
94608 | jul | 5.6494 | 0.000275 | 5.6491 | 25.7027
94609 | jul | 5.7046 | 0.000276 | 5.7043 | 26.4426
94610 | jul | 5.7617 | 0.000267 | 5.7614 | 27.8819
94611 | jul | 5.8992 | 0.000283 | 5.8989 | 27.9488
94612 | jun | 5.7059 | 0.03588 | 5.6701 | 27.2648
94613 | jul | 5.9826 | 0.000279 | 5.9824 | 29.8643
94618 | jul | 5.8098 | 0.000285 | 5.8095 | 26.8301
94619 | jul | 6.0313 | 0.000285 | 6.031 | 29.7678
94621 | jul | 5.8434 | 0.00025 | 5.8431 | 30.4962
94702 | jul | 5.6802 | 0.000289 | 5.6799 | 24.5195
94703 | jul | 5.7041 | 0.000289 | 5.7038 | 24.9197
94704 | jul | 5.8045 | 0.000298 | 5.8042 | 25.6847
94705 | jul | 5.8183 | 0.000293 | 5.818 | 26.2794
94706 | jul | 5.6781 | 0.000295 | 5.6778 | 23.3944
94707 | jul | 5.7315 | 0.000304 | 5.7312 | 23.5248
94708 | jul | 5.7845 | 0.000313 | 5.7841 | 24.0768
94709 | jul | 5.7411 | 0.000299 | 5.7408 | 24.6764
94710 | jul | 5.6309 | 0.000285 | 5.6306 | 23.7601
94720 | jul | 5.7787 | 0.000301 | 5.7784 | 25.2743
94801 | jul | 5.6095 | 0.000234 | 5.6093 | 20.1269
94803 | jul | 5.9058 | 0.000268 | 5.9055 | 23.4285
94804 | jul | 5.6051 | 0.000274 | 5.6048 | 21.146
94805 | jul | 5.7316 | 0.000269 | 5.7313 | 21.9397
94806 | jul | 5.8215 | 0.000231 | 5.8213 | 21.8137
94901 | jul | 5.5448 | 0.000243 | 5.5446 | 16.0474
94903 | jul | 5.6646 | 0.00022 | 5.6644 | 15.3967
94904 | jul | 5.4187 | 0.000287 | 5.4184 | 14.2257
94920 | jun | 5.4346 | 0.045523 | 5.3891 | 18.3013
94922 | jul | 6.1203 | 0.00019 | 6.1201 | 12.9397
94923 | jul | 6.0714 | 0.000248 | 6.0712 | 9.9699
94924 | jul | 5.263 | 0.000307 | 5.2627 | 11.4333
94925 | jul | 5.3454 | 0.000298 | 5.3451 | 14.6758
94928 | jul | 6.287 | 0.000129 | 6.2869 | 18.5366
94929 | jul | 5.9593 | 0.000185 | 5.9591 | 13.6214
94930 | jul | 5.4038 | 0.000289 | 5.4036 | 12.794
94931 | jul | 6.2377 | 0.000129 | 6.2376 | 18.6335
94933 | jul | 5.4796 | 0.000256 | 5.4793 | 12.8408
94937 | jul | 5.5659 | 0.000205 | 5.5656 | 12.5159
94938 | jul | 5.4745 | 0.000254 | 5.4742 | 12.7327
94939 | jul | 5.3923 | 0.000289 | 5.392 | 14.6573
94940 | jul | 5.8332 | 0.000188 | 5.833 | 13.683
94941 | jul | 5.2887 | 0.000333 | 5.2883 | 12.6077
94945 | jul | 5.9775 | 0.000157 | 5.9774 | 17.2302
94946 | jul | 5.5962 | 0.000225 | 5.596 | 13.4964
94947 | jul | 5.835 | 0.00018 | 5.8348 | 15.4989
94949 | jul | 5.8149 | 0.000182 | 5.8147 | 16.1322
94951 | jul | 6.285 | 0.000136 | 6.2849 | 18.426
94952 | jul | 5.968 | 0.000168 | 5.9678 | 15.9463
94954 | jul | 6.2191 | 0.000132 | 6.219 | 19.3688
94956 | jul | 5.4284 | 0.000253 | 5.4281 | 12.1819
94960 | jul | 5.532 | 0.000261 | 5.5318 | 13.948
94963 | jul | 5.4691 | 0.000262 | 5.4689 | 12.8527
94964 | jul | 5.426 | 0.000267 | 5.4258 | 16.1178
94965 | jul | 5.2891 | 0.00031 | 5.2888 | 15.0031
94970 | jul | 5.2812 | 0.000321 | 5.2809 | 12.0697
94971 | jul | 5.9476 | 0.000184 | 5.9474 | 13.7761
94972 | jul | 5.9593 | 0.000185 | 5.9591 | 13.6214
94973 | jul | 5.5086 | 0.000257 | 5.5083 | 13.2444
95002 | jul | 6.5594 | 0.000246 | 6.5592 | 36.057
95003 | jul | 6.0071 | 0.000573 | 6.0065 | 24.7038
95004 | jul | 6.3832 | 0.00035 | 6.3829 | 32.7791
95005 | jul | 5.6978 | 0.000632 | 5.6972 | 20.2803
95006 | jul | 5.6221 | 0.000663 | 5.6214 | 19.8951
95008 | jul | 6.4174 | 0.000414 | 6.417 | 30.4984
95010 | jul | 5.8005 | 0.000546 | 5.8 | 23.1657
95012 | jul | 6.0172 | 0.000313 | 6.0169 | 31.8868
95013 | jul | 6.7253 | 0.000445 | 6.7248 | 31.7684
95014 | jul | 5.95 | 0.000565 | 5.9494 | 25.445
95017 | jul | 5.33 | 0.000623 | 5.3294 | 17.5797
95018 | jul | 5.7496 | 0.000623 | 5.749 | 20.8333
95019 | jul | 6.203 | 0.000415 | 6.2026 | 29.3501
95020 | jul | 6.7542 | 0.000398 | 6.7538 | 33.3255
95023 | jul | 7.0564 | 0.000481 | 7.0559 | 32.104
95030 | jul | 6.1632 | 0.000555 | 6.1627 | 26.0206
95032 | jul | 6.3523 | 0.000472 | 6.3518 | 28.5852
95033 | jul | 6.049 | 0.000621 | 6.0484 | 23.9788
95035 | jul | 6.84 | 0.000489 | 6.8395 | 31.6354
95037 | jul | 6.7943 | 0.000605 | 6.7937 | 28.6444
95039 | jul | 6.094 | 0.000331 | 6.0937 | 31.4767
95043 | jul | 7.0887 | 0.000625 | 7.0881 | 29.9728
95045 | jul | 6.5422 | 0.000358 | 6.5419 | 33.6346
95046 | jul | 6.8096 | 0.000418 | 6.8092 | 33.022
95050 | jul | 6.5434 | 0.000319 | 6.5431 | 33.987
95051 | jul | 6.4213 | 0.000355 | 6.421 | 32.5865
95053 | jul | 6.6053 | 0.000303 | 6.605 | 34.5795
95054 | jul | 6.5669 | 0.000272 | 6.5666 | 35.5549
95060 | jul | 5.5251 | 0.0006 | 5.5245 | 19.4212
95062 | jul | 5.7295 | 0.000541 | 5.7289 | 22.4008
95064 | jul | 5.6278 | 0.000565 | 5.6272 | 20.6118
95065 | jul | 5.8083 | 0.000608 | 5.8077 | 21.9524
95066 | jul | 5.8156 | 0.000636 | 5.815 | 21.3798
95070 | jul | 5.9998 | 0.000629 | 5.9992 | 24.1578
95073 | jul | 5.8766 | 0.000617 | 5.876 | 22.6212
95076 | jul | 6.2678 | 0.000425 | 6.2674 | 29.8324
95110 | jul | 6.6563 | 0.000309 | 6.656 | 34.6037
95111 | jul | 6.7197 | 0.000393 | 6.7193 | 32.5769
95112 | jul | 6.6946 | 0.000334 | 6.6943 | 34.2597
95113 | jul | 6.6697 | 0.000331 | 6.6693 | 34.0133
95116 | jul | 6.7266 | 0.000396 | 6.7262 | 33.0189
95117 | jul | 6.4403 | 0.000384 | 6.44 | 31.638
95118 | jul | 6.5872 | 0.000364 | 6.5868 | 31.987
95119 | jul | 6.7254 | 0.000408 | 6.725 | 32.3567
95120 | jul | 6.5261 | 0.000459 | 6.5257 | 30.0582
95121 | jul | 6.7533 | 0.000427 | 6.7529 | 32.1591
95122 | jul | 6.7285 | 0.000411 | 6.7281 | 32.5102
95123 | jul | 6.6778 | 0.000385 | 6.6774 | 32.3086
95124 | jul | 6.5044 | 0.000381 | 6.5041 | 31.1855
95125 | jul | 6.625 | 0.000347 | 6.6246 | 32.9911
95126 | jul | 6.6217 | 0.000313 | 6.6214 | 34.1061
95127 | jul | 6.7851 | 0.000526 | 6.7845 | 30.4358
95128 | jul | 6.5381 | 0.000344 | 6.5377 | 32.9325
95129 | jul | 6.2831 | 0.000453 | 6.2827 | 29.5022
95130 | jul | 6.3144 | 0.000458 | 6.3139 | 29.2793
95131 | jul | 6.7202 | 0.000305 | 6.7199 | 35.4761
95132 | jul | 6.7812 | 0.000471 | 6.7807 | 31.951
95133 | jul | 6.7358 | 0.000388 | 6.7354 | 33.4297
95134 | jul | 6.6773 | 0.00025 | 6.6771 | 36.6843
95135 | jul | 6.824 | 0.000553 | 6.8234 | 29.9098
95136 | jul | 6.6744 | 0.000376 | 6.674 | 32.5152
95138 | jul | 6.8045 | 0.000459 | 6.804 | 31.8508
95139 | jul | 6.7601 | 0.000416 | 6.7597 | 32.5195
95140 | jul | 6.8668 | 0.000746 | 6.8661 | 25.5535
95141 | jul | 6.6448 | 0.000484 | 6.6443 | 30.6385
95148 | jul | 6.7955 | 0.000506 | 6.795 | 30.7605
95192 | jul | 6.6881 | 0.000344 | 6.6877 | 33.8981
95202 | jul | 9.6481 | 0.000345 | 9.6478 | 49.078
95203 | jul | 9.5407 | 0.000321 | 9.5404 | 48.8853
95204 | jul | 9.5363 | 0.000315 | 9.536 | 48.51
95205 | jul | 9.7005 | 0.000354 | 9.7002 | 49.0742
95206 | jul | 9.2062 | 0.000263 | 9.2059 | 48.088
95207 | jul | 9.4828 | 0.000295 | 9.4825 | 47.919
95209 | jul | 9.3637 | 0.000259 | 9.3634 | 47.0054
95210 | jul | 9.4852 | 0.000286 | 9.4849 | 47.3899
95211 | jul | 9.5446 | 0.000315 | 9.5443 | 48.42
95212 | jul | 9.6093 | 0.000294 | 9.609 | 47.2619
95215 | jul | 9.8472 | 0.00032 | 9.8469 | 49.8387
95219 | jul | 9.201 | 0.000233 | 9.2007 | 46.8366
95220 | jul | 9.609 | 0.000239 | 9.6088 | 45.4891
95222 | jul | 9.946 | 0.000832 | 9.9452 | 36.4582
95223 | jul | 7.9011 | 0.026085 | 7.875 | 15.6413
95228 | jul | 10.1198 | 0.00046 | 10.1193 | 43.5062
95230 | jul | 10.0675 | 0.000355 | 10.0671 | 46.8508
95231 | jul | 9.6298 | 0.000353 | 9.6294 | 49.9732
95232 | jul | 9.4247 | 0.001719 | 9.423 | 26.5733
95236 | jul | 9.9604 | 0.0003 | 9.9601 | 47.8998
95237 | jul | 9.7325 | 0.000263 | 9.7323 | 46.0857
95240 | jul | 9.674 | 0.00027 | 9.6738 | 46.4055
95242 | jul | 9.2106 | 0.000199 | 9.2104 | 45.8057
95245 | jul | 9.2953 | 0.002604 | 9.2927 | 25.7741
95246 | jul | 9.4485 | 0.001906 | 9.4466 | 27.7364
95247 | jul | 9.6168 | 0.001587 | 9.6152 | 30.3665
95249 | jul | 9.7761 | 0.001139 | 9.775 | 32.7985
95251 | jul | 9.7384 | 0.00125 | 9.7372 | 32.0492
95252 | jul | 10.0074 | 0.000567 | 10.0068 | 40.8943
95255 | jul | 8.4158 | 0.009559 | 8.4063 | 17.0955
95257 | jul | 8.8768 | 0.003837 | 8.873 | 20.3959
95258 | jul | 9.3916 | 0.000215 | 9.3914 | 45.6794
95301 | jul | 9.8007 | 0.000117 | 9.8006 | 52.4183
95303 | jul | 10.0194 | 0.000143 | 10.0193 | 52.0152
95304 | jul | 8.9403 | 0.000313 | 8.94 | 46.4582
95306 | jul | 10.3917 | 0.00079 | 10.3909 | 45.6233
95307 | jul | 9.6191 | 0.000187 | 9.6189 | 51.2301
95309 | jul | 10.1859 | 0.000631 | 10.1853 | 39.9083
95310 | jul | 9.7244 | 0.001462 | 9.7229 | 31.7096
95311 | jul | 9.6652 | 0.004851 | 9.6604 | 32.2642
95313 | jul | 9.2345 | 0.00016 | 9.2343 | 50.0379
95315 | jul | 9.7946 | 0.000132 | 9.7945 | 51.8387
95316 | jul | 10.0502 | 0.000179 | 10.05 | 51.6808
95317 | jul | 9.8934 | 0.000146 | 9.8932 | 52.9172
95318 | jul | 9.0172 | 0.019984 | 8.9972 | 25.7537
95320 | jul | 9.9299 | 0.000249 | 9.9297 | 51.2652
95321 | jul | 8.7789 | 0.028434 | 8.7505 | 24.6918
95322 | jul | 8.8098 | 0.00015 | 8.8096 | 48.1481
95323 | jul | 10.2047 | 0.000197 | 10.2045 | 51.2307
95324 | jul | 9.4733 | 0.000139 | 9.4732 | 51.2012
95325 | jul | 10.4683 | 0.000355 | 10.468 | 49.0434
95326 | jul | 9.8505 | 0.000196 | 9.8504 | 51.4756
95327 | jul | 10.2019 | 0.000567 | 10.2014 | 41.5874
95329 | jul | 10.2685 | 0.000497 | 10.268 | 44.4675
95330 | jul | 9.4845 | 0.000321 | 9.4842 | 49.8796
95333 | jul | 10.4923 | 0.000287 | 10.492 | 52.7414
95334 | jul | 9.7126 | 0.00012 | 9.7125 | 51.9729
95335 | jul | 7.5653 | 0.052784 | 7.5125 | 15.5291
95336 | jul | 9.7486 | 0.000332 | 9.7482 | 50.7114
95337 | jul | 9.5012 | 0.000307 | 9.5009 | 50.2878
95338 | jul | 9.7714 | 0.008415 | 9.763 | 34.2622
95340 | jul | 10.3398 | 0.000227 | 10.3395 | 51.656
95341 | jul | 10.0138 | 0.00015 | 10.0136 | 52.8247
95345 | jul | 9.7214 | 0.005474 | 9.7159 | 32.0478
95346 | jul | 8.7038 | 0.012913 | 8.6909 | 21.8711
95348 | jul | 10.106 | 0.000145 | 10.1059 | 52.4037
95350 | jul | 9.7537 | 0.000217 | 9.7535 | 51.3954
95351 | jul | 9.6835 | 0.000206 | 9.6833 | 51.3157
95354 | jul | 9.7448 | 0.000206 | 9.7446 | 51.3722
95355 | jul | 9.8227 | 0.000209 | 9.8225 | 51.4298
95356 | jul | 9.8052 | 0.000232 | 9.805 | 51.4804
95357 | jul | 9.9023 | 0.000206 | 9.902 | 51.4156
95358 | jul | 9.5033 | 0.000223 | 9.503 | 50.7125
95360 | jul | 8.0382 | 0.000419 | 8.0378 | 37.8278
95361 | jul | 10.1489 | 0.000242 | 10.1487 | 50.0013
95363 | jul | 8.4971 | 0.000407 | 8.4967 | 40.8926
95364 | jul | 7.2727 | 0.06202 | 7.2107 | 14.1946
95366 | jul | 9.7288 | 0.000275 | 9.7285 | 51.1626
95367 | jul | 9.9272 | 0.000217 | 9.9269 | 51.4961
95368 | jul | 9.7198 | 0.000245 | 9.7196 | 51.4038
95369 | jul | 10.3273 | 0.000282 | 10.327 | 49.659
95370 | jul | 9.7464 | 0.001745 | 9.7447 | 32.2221
95372 | jul | 9.4917 | 0.002704 | 9.489 | 28.4634
95374 | jul | 9.3726 | 0.000125 | 9.3724 | 51.1953
95376 | jul | 8.9392 | 0.000274 | 8.9389 | 47.3451
95377 | jul | 8.1655 | 0.000479 | 8.1651 | 37.6217
95379 | jul | 9.6337 | 0.002687 | 9.631 | 30.0239
95380 | jul | 9.6385 | 0.000159 | 9.6383 | 51.3713
95382 | jul | 9.7623 | 0.000177 | 9.7621 | 51.5154
95383 | jul | 9.0648 | 0.005611 | 9.0592 | 24.2333
95385 | jul | 9.1428 | 0.000287 | 9.1425 | 48.4315
95386 | jul | 10.2616 | 0.000229 | 10.2614 | 50.0302
95388 | jul | 10.1093 | 0.000143 | 10.1091 | 52.1332
95389 | jul | 7.5195 | 0.09921 | 7.4203 | 19.0471
95391 | jul | 8.6128 | 0.000268 | 8.6126 | 44.8344
95401 | jul | 6.4384 | 0.000136 | 6.4382 | 16.8499
95403 | jul | 6.5701 | 0.000124 | 6.5699 | 17.5369
95404 | jul | 6.5332 | 0.000143 | 6.5331 | 17.2035
95405 | jul | 6.457 | 0.000136 | 6.4568 | 17.6088
95407 | jul | 6.3398 | 0.000122 | 6.3397 | 18.5486
95409 | jul | 6.5404 | 0.000155 | 6.5403 | 16.7192
95410 | jul | 5.5011 | 0.002204 | 5.4989 | 1.6936
95412 | jul | 6.0425 | 0.000615 | 6.0419 | 5.5117
95415 | jul | 6.1598 | 0.001079 | 6.1587 | 5.465
95417 | jul | 5.5711 | 0.006743 | 5.5643 | -3.8595
95420 | jul | 5.266 | 0.003787 | 5.2622 | 0.11125
95421 | jul | 6.1968 | 0.000444 | 6.1963 | 6.9689
95422 | jul | 7.3978 | 0.00024 | 7.3975 | 18.7609
95423 | jul | 7.1952 | 0.000475 | 7.1948 | 14.9202
95425 | jul | 6.6498 | 0.000372 | 6.6494 | 10.6226
95427 | jul | 5.7487 | 0.002356 | 5.7463 | 3.182
95428 | jul | 6.461 | 0.005678 | 6.4554 | 0.83685
95429 | jul | 6.2471 | 0.004955 | 6.2422 | 2.1031
95432 | jul | 5.4686 | 0.002051 | 5.4666 | 1.1286
95436 | jul | 6.4713 | 0.000188 | 6.4711 | 12.6423
95437 | jul | 5.4263 | 0.004094 | 5.4222 | -0.012698
95439 | jul | 6.5394 | 0.000128 | 6.5392 | 17.1427
95441 | jul | 6.7385 | 0.000252 | 6.7383 | 12.0477
95442 | jul | 6.5491 | 0.000143 | 6.549 | 18.656
95444 | jul | 6.3559 | 0.000171 | 6.3557 | 14.1756
95445 | jul | 5.9808 | 0.000892 | 5.9799 | 4.3808
95446 | jul | 6.3664 | 0.000251 | 6.3661 | 10.056
95448 | jul | 6.6689 | 0.0002 | 6.6687 | 13.0673
95449 | jul | 6.5921 | 0.000595 | 6.5915 | 9.3996
95450 | jul | 6.0624 | 0.000326 | 6.0621 | 7.827
95451 | jul | 6.8278 | 0.000376 | 6.8274 | 11.7296
95452 | jul | 6.5796 | 0.000154 | 6.5795 | 17.4342
95453 | jul | 6.8183 | 0.000598 | 6.8177 | 11.8407
95454 | jul | 5.8604 | 0.007416 | 5.853 | -2.6519
95456 | jul | 5.3416 | 0.002538 | 5.3391 | 0.76898
95457 | jul | 7.3244 | 0.000203 | 7.3242 | 18.3871
95458 | jul | 7.0426 | 0.000437 | 7.0422 | 13.9706
95459 | jul | 5.6567 | 0.001568 | 5.6552 | 1.787
95460 | jul | 5.4126 | 0.00281 | 5.4098 | 1.1866
95461 | jul | 6.9969 | 0.000218 | 6.9967 | 15.2239
95462 | jul | 6.2283 | 0.000254 | 6.228 | 9.7412
95464 | jul | 6.9803 | 0.000564 | 6.9797 | 12.8348
95465 | jul | 6.1677 | 0.000242 | 6.1675 | 10.0758
95466 | jul | 5.845 | 0.001567 | 5.8435 | 3.3638
95467 | jul | 7.2401 | 0.000181 | 7.24 | 18.1065
95468 | jul | 5.8076 | 0.001211 | 5.8064 | 2.7321
95469 | jul | 6.5693 | 0.001983 | 6.5673 | 6.2941
95470 | jul | 6.3745 | 0.001665 | 6.3729 | 7.1141
95472 | jul | 6.2829 | 0.000173 | 6.2828 | 14.342
95476 | jul | 6.4454 | 0.000118 | 6.4453 | 21.3332
95480 | jul | 5.9784 | 0.000634 | 5.9778 | 5.3507
95482 | jul | 6.5124 | 0.001062 | 6.5113 | 8.341
95485 | jul | 6.7923 | 0.000917 | 6.7914 | 9.9295
95488 | jul | 5.3596 | 0.006509 | 5.3531 | -4.4755
95490 | jul | 6.1462 | 0.003311 | 6.1429 | 3.1415
95492 | jul | 6.6374 | 0.000144 | 6.6372 | 15.5177
95493 | jul | 6.8193 | 0.000849 | 6.8185 | 10.9498
95494 | jul | 6.193 | 0.000899 | 6.1921 | 5.364
95497 | jul | 5.9666 | 0.000638 | 5.9659 | 5.3213
95501 | jul | 4.9445 | 0.027084 | 4.9174 | -6.0745
95503 | jul | 4.9865 | 0.027031 | 4.9594 | -8.547
95511 | jul | 5.7861 | 0.013427 | 5.7727 | -6.8914
95514 | jul | 5.7345 | 0.01869 | 5.7158 | -8.546
95519 | jul | 5.3232 | 0.041742 | 5.2815 | -5.7867
95521 | jul | 5.2681 | 0.035776 | 5.2323 | -5.969
95524 | jul | 5.2064 | 0.033315 | 5.1731 | -6.3494
95525 | jul | 5.6972 | 0.055214 | 5.642 | -9.6177
95526 | jul | 5.7372 | 0.02862 | 5.7086 | -9.1604
95527 | jul | 6.4116 | 0.044368 | 6.3672 | -2.8861
95528 | jul | 5.2788 | 0.023964 | 5.2549 | -13.9707
95531 | jul | 5.8299 | 0.14652 | 5.6834 | -16.5741
95536 | jul | 4.631 | 0.022638 | 4.6084 | -21.0822
95540 | jul | 4.8465 | 0.023287 | 4.8232 | -14.33
95542 | jul | 5.2589 | 0.013469 | 5.2454 | -14.1841
95543 | jul | 6.0178 | 0.15191 | 5.8659 | -11.5992
95546 | jul | 6.2069 | 0.079711 | 6.1272 | -8.0477
95547 | jul | 4.9134 | 0.023347 | 4.8901 | -15.6489
95548 | jul | 5.7886 | 0.12141 | 5.6672 | -16.3789
95549 | jul | 5.3136 | 0.032346 | 5.2813 | -12.0754
95550 | jul | 5.5511 | 0.046041 | 5.5051 | -10.9104
95551 | jul | 4.691 | 0.023328 | 4.6677 | -11.6447
95552 | jul | 6.0161 | 0.022949 | 5.9932 | -5.8987
95554 | jul | 5.3176 | 0.016159 | 5.3014 | -14.1433
95555 | jul | 5.7497 | 0.085198 | 5.6645 | -12.3285
95556 | jul | 6.6107 | 0.081501 | 6.5292 | -3.5855
95558 | jul | 4.636 | 0.018485 | 4.6175 | -24.757
95560 | jul | 5.2113 | 0.012986 | 5.1983 | -15.133
95562 | jul | 4.7904 | 0.023427 | 4.767 | -19.0637
95563 | jul | 6.1324 | 0.047498 | 6.0849 | -6.2137
95564 | jul | 4.7177 | 0.025982 | 4.6917 | -6.2698
95565 | jul | 5.0147 | 0.021997 | 4.9927 | -17.529
95567 | jul | 5.6126 | 0.17896 | 5.4336 | -22.9487
95568 | jul | 6.4756 | 0.12713 | 6.3485 | -1.2831
95569 | jul | 5.3233 | 0.017218 | 5.3061 | -14.1958
95570 | jul | 5.4584 | 0.062029 | 5.3964 | -9.6466
95573 | jul | 6.1846 | 0.05503 | 6.1295 | -6.2602
95585 | jul | 5.4646 | 0.008999 | 5.4556 | -7.3588
95587 | jul | 5.445 | 0.010294 | 5.4347 | -9.2917
95589 | jul | 4.9372 | 0.013203 | 4.924 | -17.8692
95595 | jul | 6.0626 | 0.01646 | 6.0461 | -4.4215
95602 | jul | 9.9221 | 0.000416 | 9.9217 | 31.108
95603 | jul | 9.9623 | 0.000439 | 9.9619 | 32.555
95605 | jul | 9.3904 | 8.1e-05 | 9.3903 | 43.8912
95606 | jul | 7.9644 | 0.000118 | 7.9643 | 25.4201
95607 | jul | 8.2851 | 8.8e-05 | 8.285 | 29.8308
95608 | jul | 9.7593 | 0.00012 | 9.7592 | 44.1405
95610 | jul | 9.9262 | 0.000165 | 9.926 | 43.482
95612 | jul | 9.1837 | 0.0001 | 9.1836 | 44.2362
95614 | jul | 9.8502 | 0.000716 | 9.8495 | 30.5441
95615 | jul | 9.1426 | 0.000122 | 9.1425 | 44.6217
95616 | jul | 9.0371 | 6e-05 | 9.037 | 41.1198
95618 | jul | 9.1784 | 7.2e-05 | 9.1783 | 43.1379
95619 | jul | 9.6327 | 0.001358 | 9.6314 | 29.3529
95620 | jul | 8.9539 | 7.8e-05 | 8.9538 | 41.7672
95621 | jul | 9.8759 | 0.000148 | 9.8758 | 43.5953
95623 | jul | 9.7977 | 0.00099 | 9.7968 | 32.6021
95624 | jul | 9.631 | 0.000134 | 9.6309 | 44.773
95626 | jul | 9.7052 | 9.6e-05 | 9.7051 | 43.6033
95627 | jul | 8.6839 | 6.7e-05 | 8.6838 | 34.7251
95628 | jul | 9.8891 | 0.000158 | 9.889 | 43.6377
95629 | jul | 9.4025 | 0.001829 | 9.4007 | 26.1001
95630 | jul | 9.9982 | 0.00025 | 9.998 | 41.2036
95631 | jul | 8.2751 | 0.016373 | 8.2588 | 9.2144
95632 | jul | 9.5392 | 0.000198 | 9.539 | 45.0352
95633 | jul | 9.515 | 0.001576 | 9.5134 | 25.62
95634 | jul | 8.9863 | 0.004042 | 8.9822 | 16.9922
95635 | jul | 9.6768 | 0.0011 | 9.6757 | 27.0331
95636 | jul | 8.5316 | 0.006069 | 8.5255 | 14.727
95637 | jul | 8.1256 | 0.000106 | 8.1255 | 27.2462
95638 | jul | 9.8074 | 0.000233 | 9.8072 | 44.5712
95640 | jul | 10.0174 | 0.000417 | 10.017 | 42.1732
95641 | jul | 8.9218 | 0.00016 | 8.9217 | 45.1164
95642 | jul | 9.8338 | 0.000935 | 9.8329 | 34.2043
95645 | jul | 9.3921 | 5.5e-05 | 9.3921 | 42.0014
95648 | jul | 10.0408 | 0.000203 | 10.0406 | 40.4582
95650 | jul | 10.0525 | 0.000275 | 10.0522 | 39.034
95651 | jul | 9.7897 | 0.000887 | 9.7888 | 30.4013
95652 | jul | 9.7091 | 0.000102 | 9.709 | 44.0159
95653 | jul | 8.7411 | 6.5e-05 | 8.7411 | 35.63
95655 | jul | 9.7392 | 0.00012 | 9.7391 | 44.5096
95658 | jul | 10.0573 | 0.000303 | 10.057 | 36.6689
95659 | jul | 9.6829 | 7.8e-05 | 9.6828 | 43.1765
95660 | jul | 9.7572 | 0.000113 | 9.7571 | 43.886
95661 | jul | 10.0053 | 0.000194 | 10.0051 | 42.8944
95662 | jul | 9.9656 | 0.000195 | 9.9654 | 42.7809
95663 | jul | 10.0689 | 0.000273 | 10.0686 | 38.551
95664 | jul | 9.9816 | 0.00045 | 9.9812 | 35.3078
95665 | jul | 9.4893 | 0.001515 | 9.4878 | 27.634
95666 | jul | 7.7695 | 0.023375 | 7.7461 | 13.3276
95667 | jul | 9.4529 | 0.001926 | 9.451 | 26.0567
95668 | jul | 9.7531 | 9.7e-05 | 9.753 | 43.2155
95669 | jul | 9.8991 | 0.000717 | 9.8984 | 36.5028
95670 | jul | 9.8002 | 0.000129 | 9.8 | 44.1867
95672 | jul | 9.9512 | 0.000551 | 9.9506 | 35.6825
95673 | jul | 9.662 | 9.4e-05 | 9.6619 | 43.7889
95674 | jul | 9.9039 | 0.000113 | 9.9038 | 42.6939
95677 | jul | 10.0527 | 0.00022 | 10.0524 | 41.6917
95678 | jul | 9.9825 | 0.000179 | 9.9823 | 42.8644
95679 | jul | 7.6712 | 0.00016 | 7.671 | 21.7216
95681 | jul | 10.073 | 0.000199 | 10.0728 | 39.9036
95682 | jul | 9.9548 | 0.000559 | 9.9542 | 36.8943
95683 | jul | 9.9478 | 0.000242 | 9.9476 | 42.9214
95684 | jul | 8.6771 | 0.00588 | 8.6712 | 17.7554
95685 | jul | 9.7788 | 0.000955 | 9.7778 | 33.3242
95687 | jul | 8.5381 | 8.4e-05 | 8.5381 | 38.2657
95688 | jul | 8.1726 | 0.00011 | 8.1725 | 31.1574
95689 | jul | 9.2826 | 0.002057 | 9.2806 | 24.4127
95690 | jul | 9.0395 | 0.000138 | 9.0393 | 44.708
95691 | jul | 9.3751 | 7.8e-05 | 9.375 | 43.6206
95692 | jul | 10.0612 | 0.000179 | 10.0611 | 40.2381
95693 | jul | 9.6837 | 0.000165 | 9.6835 | 44.7864
95694 | jul | 8.4678 | 8.6e-05 | 8.4677 | 32.7176
95695 | jul | 9.0722 | 5.4e-05 | 9.0722 | 39.9545
95698 | jul | 9.0358 | 5.2e-05 | 9.0357 | 38.7852
95701 | jul | 8.3846 | 0.009625 | 8.375 | 4.4259
95703 | jul | 9.7431 | 0.000769 | 9.7423 | 27.2109
95709 | jul | 9.1709 | 0.002768 | 9.1682 | 21.5207
95713 | jul | 9.4221 | 0.001547 | 9.4206 | 20.803
95714 | jul | 8.7959 | 0.00455 | 8.7913 | 9.8063
95715 | jul | 7.8853 | 0.020353 | 7.8649 | 0.23149
95717 | jul | 8.9679 | 0.003513 | 8.9644 | 12.7661
95720 | jul | 7.3844 | 0.036814 | 7.3476 | 11.2381
95721 | jul | 7.0664 | 0.063484 | 7.0029 | 12.6221
95722 | jul | 9.7694 | 0.000645 | 9.7687 | 27.4132
95724 | jul | 7.3522 | 0.045536 | 7.3066 | 5.7625
95726 | jul | 8.479 | 0.007756 | 8.4713 | 13.2837
95728 | jul | 7.2973 | 0.0558 | 7.2415 | 5.7672
95735 | jul | 7.1243 | 0.056093 | 7.0682 | 12.1602
95742 | jul | 9.8722 | 0.000168 | 9.8721 | 43.594
95746 | jul | 10.0314 | 0.000258 | 10.0312 | 40.5602
95747 | jul | 9.8726 | 0.000133 | 9.8725 | 43.1912
95757 | jul | 9.3315 | 0.000129 | 9.3313 | 44.8616
95758 | jul | 9.4117 | 0.000109 | 9.4116 | 44.7231
95762 | jul | 10.0163 | 0.000372 | 10.016 | 38.556
95765 | jul | 10.0378 | 0.000198 | 10.0376 | 41.9615
95776 | jul | 9.3088 | 6.2e-05 | 9.3088 | 42.6787
95811 | jul | 9.4726 | 8.5e-05 | 9.4725 | 44.1135
95814 | jul | 9.4518 | 8.5e-05 | 9.4517 | 44.107
95815 | jul | 9.5746 | 9e-05 | 9.5745 | 44.2185
95816 | jul | 9.5037 | 8.8e-05 | 9.5036 | 44.2567
95817 | jul | 9.496 | 9.1e-05 | 9.4959 | 44.3615
95818 | jul | 9.4308 | 8.7e-05 | 9.4307 | 44.184
95819 | jul | 9.5478 | 9e-05 | 9.5477 | 44.3901
95820 | jul | 9.5055 | 9.4e-05 | 9.5054 | 44.4521
95821 | jul | 9.687 | 0.000103 | 9.6869 | 44.1958
95822 | jul | 9.3961 | 9.3e-05 | 9.396 | 44.2954
95823 | jul | 9.4529 | 0.000103 | 9.4528 | 44.6033
95824 | jul | 9.4931 | 9.7e-05 | 9.493 | 44.5066
95825 | jul | 9.6185 | 9.4e-05 | 9.6184 | 44.3942
95826 | jul | 9.6119 | 0.000102 | 9.6118 | 44.5414
95827 | jul | 9.6862 | 0.000112 | 9.6861 | 44.5174
95828 | jul | 9.5388 | 0.000107 | 9.5386 | 44.6891
95829 | jul | 9.6218 | 0.000118 | 9.6217 | 44.6964
95830 | jul | 9.7052 | 0.000128 | 9.7051 | 44.6842
95831 | jul | 9.3265 | 9.2e-05 | 9.3264 | 44.2143
95832 | jul | 9.3485 | 0.0001 | 9.3484 | 44.4746
95833 | jul | 9.4644 | 8.4e-05 | 9.4643 | 43.9099
95834 | jul | 9.4946 | 8.4e-05 | 9.4945 | 43.7877
95835 | jul | 9.5251 | 8.3e-05 | 9.525 | 43.6607
95836 | jul | 9.5944 | 8.3e-05 | 9.5944 | 43.4681
95837 | jul | 9.4734 | 7.4e-05 | 9.4733 | 43.3401
95838 | jul | 9.6253 | 9.3e-05 | 9.6252 | 44.0251
95841 | jul | 9.7801 | 0.000123 | 9.7799 | 43.9294
95842 | jul | 9.81 | 0.000128 | 9.8098 | 43.7582
95843 | jul | 9.8282 | 0.000129 | 9.8281 | 43.6036
95864 | jul | 9.6518 | 0.0001 | 9.6517 | 44.4118
95901 | jul | 9.9933 | 0.000212 | 9.9931 | 38.5643
95903 | jul | 10.0983 | 0.00024 | 10.0981 | 37.5494
95910 | jul | 8.2427 | 0.013045 | 8.2297 | 3.581
95912 | jul | 9.0036 | 6e-05 | 9.0036 | 38.1244
95914 | jul | 9.7165 | 0.00056 | 9.7159 | 24.9025
95915 | jul | 7.8661 | 0.018154 | 7.8479 | 4.5885
95916 | jul | 8.9612 | 0.003629 | 8.9576 | 9.8219
95917 | jul | 9.6743 | 0.000163 | 9.6742 | 39.9586
95918 | jul | 9.8133 | 0.000416 | 9.8129 | 28.4407
95919 | jul | 9.3797 | 0.00069 | 9.379 | 16.929
95920 | jul | 9.4247 | 0.000159 | 9.4245 | 40.7056
95922 | jul | 8.6155 | 0.006612 | 8.6089 | 6.0761
95923 | jul | 8.1417 | 0.038754 | 8.1029 | 15.3247
95925 | jul | 9.1311 | 0.001353 | 9.1298 | 11.0928
95926 | jul | 9.6569 | 0.000653 | 9.6562 | 35.8151
95928 | jul | 9.5806 | 0.00085 | 9.5797 | 33.6583
95932 | jul | 9.2 | 8.8e-05 | 9.1999 | 40.6547
95934 | jul | 8.3898 | 0.041502 | 8.3483 | 20.2685
95935 | jul | 9.3592 | 0.000835 | 9.3583 | 15.8439
95936 | jul | 8.0021 | 0.019399 | 7.9827 | 4.0751
95937 | jul | 8.6053 | 7.3e-05 | 8.6053 | 33.3606
95938 | jul | 9.6314 | 0.000326 | 9.631 | 38.3256
95939 | jul | 7.5012 | 0.001229 | 7.5 | 17.0126
95941 | jul | 8.807 | 0.002823 | 8.8042 | 6.8711
95942 | jul | 7.9449 | 0.021587 | 7.9233 | 5.2114
95943 | jul | 9.4359 | 0.000287 | 9.4357 | 40.7557
95944 | jul | 8.0513 | 0.019767 | 8.0315 | 3.6993
95945 | jul | 9.0074 | 0.003415 | 9.004 | 12.4782
95946 | jul | 9.8251 | 0.000477 | 9.8246 | 27.1325
95947 | jul | 8.0918 | 0.064418 | 8.0273 | 20.4043
95948 | jul | 9.6676 | 0.00013 | 9.6674 | 40.2252
95949 | jul | 9.7305 | 0.000592 | 9.73 | 25.8551
95951 | jul | 9.6007 | 0.000495 | 9.6002 | 39.9074
95953 | jul | 9.6373 | 9.8e-05 | 9.6372 | 40.6587
95954 | jul | 8.49 | 0.01009 | 8.4799 | 5.1482
95955 | jul | 9.0135 | 0.000106 | 9.0134 | 40.5918
95956 | jul | 8.0364 | 0.024204 | 8.0122 | 9.7013
95957 | jul | 9.4647 | 5.6e-05 | 9.4646 | 41.9845
95959 | jul | 8.6765 | 0.007666 | 8.6689 | 7.5412
95960 | jul | 9.1355 | 0.00222 | 9.1332 | 11.823
95961 | jul | 9.8436 | 8.3e-05 | 9.8435 | 43.1237
95962 | jul | 9.5491 | 0.000577 | 9.5485 | 20.5083
95963 | jul | 8.8677 | 0.000876 | 8.8668 | 34.0747
95965 | jul | 9.4008 | 0.002646 | 9.3981 | 24.7743
95966 | jul | 9.6722 | 0.000744 | 9.6715 | 25.5493
95968 | jul | 9.9181 | 0.00034 | 9.9178 | 35.9637
95969 | jul | 9.5173 | 0.001508 | 9.5158 | 24.2119
95970 | jul | 9.2494 | 0.000132 | 9.2493 | 41.2338
95971 | jul | 8.1231 | 0.028039 | 8.0951 | 11.2897
95972 | jul | 9.5747 | 0.00059 | 9.5741 | 21.5876
95973 | jul | 9.5765 | 0.001734 | 9.5748 | 30.7829
95975 | jul | 9.5693 | 0.000672 | 9.5686 | 21.0941
95977 | jul | 9.9329 | 0.000376 | 9.9325 | 30.5072
95979 | jul | 7.8203 | 0.000466 | 7.8198 | 23.7478
95981 | jul | 8.0998 | 0.015603 | 8.0842 | 5.3415
95982 | jul | 9.4949 | 7.7e-05 | 9.4948 | 41.025
95983 | jul | 8.0563 | 0.068442 | 7.9879 | 21.3788
95984 | jul | 8.118 | 0.027396 | 8.0906 | 11.7804
95987 | jul | 8.3353 | 0.000124 | 8.3352 | 31.2275
95988 | jul | 8.8511 | 0.000291 | 8.8508 | 38.5279
95991 | jul | 9.7616 | 7.5e-05 | 9.7615 | 42.9946
95993 | jul | 9.6854 | 6.8e-05 | 9.6853 | 42.5537
96001 | jul | 9.4227 | 0.012156 | 9.4106 | 22.0339
96002 | jul | 10.0609 | 0.007541 | 10.0534 | 28.3544
96003 | jul | 9.8239 | 0.013354 | 9.8105 | 24.2638
96006 | jul | 8.3753 | 0.13035 | 8.2449 | 28.19
96007 | jul | 10.0121 | 0.006182 | 10.006 | 29.6767
96008 | jul | 9.6264 | 0.019814 | 9.6066 | 21.7198
96010 | jul | 6.693 | 0.046258 | 6.6468 | 0.082643
96013 | jul | 8.2085 | 0.062099 | 8.1464 | 13.5906
96014 | jul | 6.6207 | 0.099973 | 6.5207 | 2.0278
96015 | jul | 8.2149 | 0.1554 | 8.0595 | 27.4131
96016 | jul | 8.6399 | 0.060716 | 8.5792 | 18.9148
96019 | jul | 9.6959 | 0.014318 | 9.6816 | 23.0511
96020 | jul | 7.6589 | 0.048494 | 7.6104 | 10.4113
96021 | jul | 9.4324 | 0.001212 | 9.4312 | 37.3349
96022 | jul | 9.3519 | 0.005383 | 9.3465 | 26.8634
96023 | jul | 7.5672 | 0.14473 | 7.4224 | 19.0116
96024 | jul | 7.4393 | 0.02198 | 7.4173 | 6.7061
96025 | jul | 7.3411 | 0.076972 | 7.2641 | 7.0085
96027 | jul | 7.145 | 0.11081 | 7.0342 | 9.6686
96028 | jul | 8.7309 | 0.069933 | 8.661 | 20.3325
96031 | jul | 6.4481 | 0.10043 | 6.3477 | -1.0042
96032 | jul | 7.2212 | 0.12975 | 7.0914 | 11.9524
96033 | jul | 8.361 | 0.0213 | 8.3397 | 13.4986
96034 | jul | 7.1814 | 0.11038 | 7.071 | 10.7882
96035 | jul | 9.8574 | 0.001496 | 9.8559 | 39.3477
96038 | jul | 7.9306 | 0.11952 | 7.811 | 20.8828
96039 | jul | 6.7414 | 0.12983 | 6.6115 | 1.7151
96040 | jul | 8.3497 | 0.070564 | 8.2791 | 18.6785
96041 | jul | 6.706 | 0.024732 | 6.6813 | 0.40481
96044 | jul | 7.8068 | 0.15877 | 7.648 | 22.7898
96046 | jul | 6.0916 | 0.037918 | 6.0536 | -5.8428
96047 | jul | 8.3172 | 0.012216 | 8.305 | 14.7488
96048 | jul | 6.8661 | 0.045505 | 6.8206 | 1.9511
96050 | jul | 7.077 | 0.15164 | 6.9254 | 12.0103
96051 | jul | 8.3454 | 0.041206 | 8.3042 | 12.957
96052 | jul | 7.1838 | 0.045539 | 7.1383 | 4.6005
96054 | jul | 8.308 | 0.13791 | 8.1701 | 27.3182
96055 | jul | 9.9826 | 0.001917 | 9.9807 | 37.3089
96056 | jul | 8.046 | 0.11406 | 7.932 | 22.2252
96057 | jul | 7.8626 | 0.079866 | 7.7827 | 9.3969
96058 | jul | 7.6683 | 0.14136 | 7.527 | 19.2992
96059 | jul | 8.9785 | 0.016521 | 8.962 | 15.2594
96062 | jul | 9.9958 | 0.010867 | 9.9849 | 26.4086
96063 | jul | 7.3537 | 0.043892 | 7.3098 | 5.2466
96064 | jul | 7.7532 | 0.1396 | 7.6136 | 19.2774
96065 | jul | 8.7562 | 0.042988 | 8.7132 | 14.2964
96067 | jul | 6.9681 | 0.11141 | 6.8567 | 4.9555
96069 | jul | 9.0672 | 0.027611 | 9.0396 | 17.5446
96071 | jul | 7.4085 | 0.065207 | 7.3433 | 8.903
96073 | jul | 10.1068 | 0.008593 | 10.0982 | 28.2016
96075 | jul | 8.732 | 0.017153 | 8.7149 | 12.4628
96076 | jul | 6.9826 | 0.017603 | 6.965 | 2.4824
96080 | jul | 8.9497 | 0.005239 | 8.9445 | 23.9026
96085 | jul | 7.1836 | 0.13918 | 7.0445 | 12.4489
96086 | jul | 6.7908 | 0.13651 | 6.6543 | 5.5756
96087 | jul | 9.2024 | 0.012989 | 9.1894 | 19.8679
96088 | jul | 8.656 | 0.025866 | 8.6302 | 14.6153
96091 | jul | 6.9628 | 0.073538 | 6.8892 | 4.0518
96093 | jul | 7.329 | 0.031766 | 7.2972 | 6.53
96094 | jul | 7.4313 | 0.10514 | 7.3261 | 12.5915
96096 | jul | 8.6275 | 0.030851 | 8.5967 | 14.101
96097 | jul | 7.6955 | 0.14385 | 7.5516 | 20.4246
96101 | jul | 8.4036 | 0.17534 | 8.2282 | 32.8791
96103 | jul | 7.7398 | 0.056053 | 7.6838 | 13.1862
96104 | jul | 8.4003 | 0.19648 | 8.2038 | 34.9469
96105 | jul | 8.2909 | 0.11598 | 8.1749 | 33.2613
96106 | jul | 7.9789 | 0.068403 | 7.9105 | 19.8687
96107 | jul | 7.255 | 0.17806 | 7.0769 | 20.8866
96108 | jul | 8.1178 | 0.18867 | 7.9291 | 28.8009
96109 | jul | 8.6596 | 0.12827 | 8.5313 | 39.8247
96111 | jul | 7.6515 | 0.11771 | 7.5338 | 25.9207
96112 | jul | 8.1424 | 0.23202 | 7.9104 | 31.5089
96113 | jul | 9.13 | 0.12258 | 9.0074 | 44.729
96114 | jul | 8.1352 | 0.098871 | 8.0364 | 27.7856
96115 | jul | 8.4279 | 0.1982 | 8.2297 | 34.6985
96116 | jul | 8.2223 | 0.17806 | 8.0442 | 30.9654
96117 | jul | 8.9496 | 0.11788 | 8.8317 | 42.2875
96118 | jul | 8.1386 | 0.1141 | 8.0245 | 31.0238
96119 | jul | 8.108 | 0.17521 | 7.9328 | 30.2556
96120 | jul | 7.3975 | 0.092028 | 7.3055 | 19.2197
96121 | jul | 8.5734 | 0.10865 | 8.4647 | 36.1872
96122 | jul | 8.0067 | 0.10544 | 7.9012 | 26.9585
96123 | jul | 8.1761 | 0.19825 | 7.9778 | 33.5834
96124 | jul | 7.528 | 0.067422 | 7.4606 | 12.6366
96125 | jul | 7.6724 | 0.038714 | 7.6337 | 5.3171
96126 | jul | 7.712 | 0.10695 | 7.6051 | 23.4869
96128 | jul | 8.9994 | 0.10802 | 8.8914 | 42.296
96130 | jul | 8.2134 | 0.12131 | 8.0921 | 30.3999
96132 | jul | 8.1151 | 0.16039 | 7.9547 | 30.2857
96133 | jul | 7.9411 | 0.12976 | 7.8113 | 27.7478
96134 | jul | 7.8599 | 0.15454 | 7.7054 | 22.6138
96135 | jul | 8.3789 | 0.10419 | 8.2747 | 33.4583
96136 | jul | 9.068 | 0.11721 | 8.9507 | 43.6067
96137 | jul | 7.9838 | 0.058473 | 7.9253 | 17.6171
96140 | jul | 7.342 | 0.093391 | 7.2486 | 20.0808
96141 | jul | 7.166 | 0.059352 | 7.1067 | 12.81
96142 | jul | 7.284 | 0.063178 | 7.2208 | 15.8394
96143 | jul | 7.398 | 0.11185 | 7.2862 | 22.2598
96145 | jul | 7.2052 | 0.069214 | 7.136 | 13.9463
96146 | jul | 7.1671 | 0.072704 | 7.0944 | 13.9107
96148 | jul | 7.3568 | 0.10389 | 7.2529 | 21.3496
96150 | jul | 7.1491 | 0.076933 | 7.0721 | 15.2341
96161 | jul | 7.3631 | 0.089743 | 7.2734 | 17.9969
96162 | jul | 7.1819 | 0.071796 | 7.1101 | 10.7838
96701 | jun | 7.4405 | 5.866 | 1.5745 | -25.484
96705 | jun | 6.4243 | 5.3412 | 1.083 | -33.0925
96706 | jun | 7.3246 | 2.5397 | 4.7849 | 23.3296
96707 | jun | 7.3087 | 2.0874 | 5.2213 | 29.9233
96708 | jun | 6.1457 | 4.2251 | 1.9206 | -28.2908
96712 | jun | 7.2806 | 3.2296 | 4.051 | 9.3303
96713 | jun | 5.4673 | 7.6187 | -2.1515 | -87.2695
96716 | jul | 6.1011 | 11.8155 | -5.7144 | -77.1501
96717 | jun | 7.159 | 6.2649 | 0.89415 | -30.8013
96719 | jun | 5.7583 | 2.4805 | 3.2778 | 2.0675
96722 | jul | 6.2651 | 10.7719 | -4.5068 | -67.9027
96727 | jun | 5.2586 | 2.6762 | 2.5824 | -22.271
96729 | jun | 7.1914 | 0.23506 | 6.9564 | 52.3884
96730 | jun | 7.1551 | 6.3167 | 0.83844 | -31.4846
96731 | jun | 7.1638 | 6.085 | 1.0788 | -28.4353
96732 | jun | 7.0643 | 0.43432 | 6.63 | 42.5532
96734 | jun | 7.5609 | 4.3745 | 3.1864 | -2.8997
96741 | jun | 6.3264 | 5.7158 | 0.61068 | -39.5572
96742 | jun | 6.4458 | 2.1028 | 4.3431 | 12.7271
96743 | jun | 5.2543 | 2.0601 | 3.1943 | 0.78788
96744 | jun | 7.4547 | 5.2856 | 2.169 | -16.5999
96746 | jul | 6.3543 | 10.6154 | -4.2611 | -65.7692
96747 | jun | 6.4259 | 5.3595 | 1.0664 | -33.4242
96748 | jun | 6.6006 | 1.6922 | 4.9084 | 19.3749
96752 | jul | 6.2128 | 11.1888 | -4.976 | -70.0598
96753 | jun | 6.503 | 1.167 | 5.336 | 30.7847
96754 | jun | 6.4505 | 4.4249 | 2.0256 | -31.9576
96755 | jun | 5.535 | 2.2284 | 3.3066 | 3.9968
96756 | jun | 6.4231 | 4.1064 | 2.3167 | -11.049
96757 | jun | 6.8403 | 1.1015 | 5.7388 | 33.9313
96761 | jun | 6.3675 | 1.4665 | 4.901 | 18.7609
96762 | jun | 7.1551 | 6.3167 | 0.83844 | -31.4846
96763 | aug | 6.7436 | 0.12677 | 6.6169 | 52.1971
96766 | jun | 6.3195 | 5.7167 | 0.60276 | -40.0466
96768 | jun | 6.2125 | 2.6496 | 3.5629 | -1.3827
96769 | jun | 6.4746 | 3.423 | 3.0516 | -6.3225
96770 | aug | 7.3656 | 0.43597 | 6.9296 | 52.3492
96776 | jun | 5.2882 | 3.1059 | 2.1822 | -37.3614
96779 | jun | 6.9145 | 1.1321 | 5.7824 | 30.1578
96782 | jun | 7.4324 | 5.7458 | 1.6866 | -23.7238
96786 | jun | 7.3017 | 3.4042 | 3.8975 | 8.3469
96789 | jun | 7.3634 | 4.8191 | 2.5443 | -10.4581
96790 | jun | 5.8323 | 2.4828 | 3.3495 | 3.8599
96791 | jun | 7.3256 | 1.755 | 5.5706 | 28.5893
96792 | jun | 7.3132 | 1.9648 | 5.3484 | 29.8286
96793 | jun | 6.3958 | 1.426 | 4.9698 | 19.7193
96795 | jun | 7.5359 | 3.8087 | 3.7272 | 7.5848
96796 | jul | 6.1372 | 11.7918 | -5.6546 | -76.8651
96797 | jun | 7.3375 | 2.957 | 4.3805 | 16.7264
96813 | jun | 7.5458 | 4.0246 | 3.5211 | 3.5857
96815 | jun | 7.5112 | 3.2274 | 4.2838 | 18.3654
96816 | jun | 7.5112 | 3.2274 | 4.2838 | 18.3654
96817 | jun | 7.4953 | 5.1983 | 2.297 | -15.3978
96818 | jun | 7.4405 | 5.866 | 1.5745 | -25.484
96819 | jun | 7.4555 | 5.6918 | 1.7637 | -22.8456
96821 | jun | 7.5112 | 3.2274 | 4.2838 | 18.3654
96822 | jun | 7.5181 | 3.385 | 4.133 | 15.4428
96825 | jun | 7.5112 | 3.2274 | 4.2838 | 18.3654
96826 | jun | 7.5112 | 3.2274 | 4.2838 | 18.3654
96853 | jun | 7.4405 | 5.866 | 1.5745 | -25.484
96857 | jun | 7.3076 | 2.0582 | 5.2494 | 30.3937
96858 | jun | 7.4405 | 5.866 | 1.5745 | -25.484
96860 | jun | 7.4405 | 5.866 | 1.5745 | -25.484
96861 | jun | 7.4405 | 5.866 | 1.5745 | -25.484
96863 | jun | 7.5616 | 4.39 | 3.1716 | -3.1883
97001 | jul | 7.5627 | 0.21647 | 7.3462 | 27.6236
97002 | jul | 6.1645 | 0.39087 | 5.7737 | -4.6965
97004 | jul | 6.2441 | 0.60219 | 5.6419 | -21.9756
97005 | jul | 5.9208 | 0.42846 | 5.4923 | -5.0523
97006 | jul | 5.8216 | 0.41429 | 5.4073 | -5.6138
97007 | jul | 5.8496 | 0.39677 | 5.4528 | -5.8559
97008 | jul | 5.9465 | 0.42502 | 5.5214 | -5.2788
97009 | jul | 6.244 | 0.73917 | 5.5048 | -26.4493
97010 | jul | 6.1093 | 0.69938 | 5.41 | -41.8319
97011 | jul | 5.9805 | 0.57483 | 5.4057 | -38.1017
97013 | jul | 6.2337 | 0.45437 | 5.7794 | -8.7635
97014 | jul | 6.1335 | 0.49587 | 5.6377 | -36.6871
97015 | jul | 6.2034 | 0.57702 | 5.6264 | -12.7152
97016 | jul | 4.781 | 0.77788 | 4.0032 | -29.5319
97017 | jul | 6.048 | 0.60468 | 5.4433 | -33.1212
97018 | jul | 5.5207 | 0.58042 | 4.9402 | -12.6295
97019 | jul | 6.1036 | 0.67059 | 5.433 | -38.9373
97021 | jul | 7.2214 | 0.2039 | 7.0175 | 16.9341
97022 | jul | 6.2506 | 0.71241 | 5.5381 | -28.3386
97023 | jul | 6.1159 | 0.62694 | 5.489 | -34.6299
97024 | jul | 6.2286 | 0.62694 | 5.6017 | -14.9957
97026 | jul | 6.1332 | 0.34152 | 5.7917 | -3.4059
97027 | jul | 6.1895 | 0.52264 | 5.6668 | -9.3915
97028 | jul | 5.8786 | 0.52042 | 5.3582 | -29.2538
97029 | jul | 7.5956 | 0.16855 | 7.427 | 29.902
97030 | jul | 6.2293 | 0.64229 | 5.5871 | -16.7265
97031 | jul | 6.291 | 0.40336 | 5.8876 | -21.6844
97032 | jul | 6.2084 | 0.39216 | 5.8162 | -5.0605
97033 | jul | 7.7418 | 0.18508 | 7.5567 | 32.4383
97034 | jul | 6.11 | 0.47533 | 5.6347 | -6.8416
97035 | jul | 6.074 | 0.45155 | 5.6224 | -5.8166
97037 | jul | 6.8659 | 0.29727 | 6.5686 | 2.4913
97038 | jul | 5.9965 | 0.53848 | 5.458 | -30.6212
97039 | jul | 7.9175 | 0.13849 | 7.779 | 34.8595
97040 | jul | 6.9686 | 0.20606 | 6.7626 | 3.7112
97041 | jul | 6.0523 | 0.45306 | 5.5993 | -20.4768
97042 | jul | 6.2268 | 0.5398 | 5.687 | -17.4104
97044 | jul | 6.6558 | 0.28843 | 6.3673 | -7.3863
97045 | jul | 6.2232 | 0.567 | 5.6562 | -14.7992
97048 | jul | 5.2327 | 0.67195 | 4.5608 | -18.312
97049 | jul | 5.8902 | 0.56066 | 5.3296 | -34.9907
97050 | jul | 7.8442 | 0.1189 | 7.7253 | 32.475
97051 | jul | 5.42 | 0.5901 | 4.8299 | -14.8326
97053 | jul | 5.4749 | 0.55969 | 4.9152 | -13.2178
97054 | jul | 5.325 | 0.63255 | 4.6924 | -17.239
97055 | jul | 6.1253 | 0.6911 | 5.4342 | -37.7761
97056 | jul | 5.3411 | 0.58674 | 4.7543 | -17.8122
97057 | jul | 7.534 | 0.20447 | 7.3296 | 27.8397
97058 | jul | 7.3527 | 0.16653 | 7.1862 | 18.0236
97060 | jul | 6.235 | 0.68811 | 5.5469 | -21.1971
97062 | jul | 6.0794 | 0.4273 | 5.6521 | -5.411
97063 | jul | 6.6836 | 0.31624 | 6.3674 | -1.4122
97064 | jul | 4.9478 | 0.69815 | 4.2496 | -27.4398
97065 | jul | 7.9421 | 0.11464 | 7.8275 | 34.4254
97067 | jul | 5.957 | 0.5329 | 5.4241 | -34.8662
97068 | jul | 6.1622 | 0.47419 | 5.688 | -7.5687
97070 | jul | 6.1305 | 0.41196 | 5.7186 | -5.145
97071 | jul | 6.1826 | 0.3758 | 5.8068 | -5.0413
97080 | jul | 6.2307 | 0.68754 | 5.5432 | -21.2875
97086 | jul | 6.1958 | 0.57467 | 5.6211 | -11.8581
97089 | jul | 6.222 | 0.64853 | 5.5735 | -18.2694
97101 | jul | 5.7556 | 0.34228 | 5.4133 | -8.3451
97103 | jul | 4.3045 | 0.89733 | 3.4072 | -39.6673
97106 | jul | 5.2554 | 0.51991 | 4.7355 | -19.3072
97107 | jul | 4.1847 | 0.9959 | 3.1888 | -53.6586
97108 | jul | 4.4901 | 0.81428 | 3.6759 | -45.3778
97109 | jul | 5.0117 | 0.63381 | 4.3779 | -26.2731
97111 | jul | 5.5254 | 0.39706 | 5.1284 | -13.827
97112 | jul | 4.4857 | 0.81098 | 3.6747 | -45.3658
97113 | jul | 5.6233 | 0.35761 | 5.2657 | -8.298
97114 | jul | 5.929 | 0.31165 | 5.6173 | -4.2806
97115 | jul | 5.8992 | 0.31982 | 5.5794 | -4.6994
97116 | jul | 5.0932 | 0.58221 | 4.511 | -24.7018
97117 | jul | 4.9455 | 0.65 | 4.2955 | -30.0101
97119 | jul | 5.1347 | 0.56078 | 4.5739 | -25.1738
97121 | jul | 4.0143 | 0.98199 | 3.0323 | -43.7327
97122 | jul | 4.4421 | 0.80788 | 3.6342 | -45.9476
97123 | jul | 5.7366 | 0.36654 | 5.3701 | -7.1201
97124 | jul | 5.6633 | 0.40177 | 5.2616 | -7.412
97125 | jul | 5.0971 | 0.58028 | 4.5168 | -24.0116
97127 | jul | 5.8301 | 0.30885 | 5.5212 | -5.5042
97128 | jul | 5.5257 | 0.40207 | 5.1236 | -14.3198
97131 | jul | 4.314 | 0.93006 | 3.384 | -47.7564
97132 | jul | 5.8655 | 0.3452 | 5.5203 | -5.7991
97133 | jul | 5.3287 | 0.54004 | 4.7887 | -18.0252
97136 | jul | 4.1281 | 1.0173 | 3.1108 | -54.5337
97137 | jul | 6.0111 | 0.33563 | 5.6755 | -4.0877
97138 | jul | 4.2855 | 0.91895 | 3.3666 | -43.8645
97140 | jul | 5.969 | 0.38577 | 5.5832 | -5.3397
97141 | jul | 4.4335 | 0.87652 | 3.557 | -47.2202
97144 | jul | 4.7251 | 0.76967 | 3.9555 | -35.7451
97145 | jul | 4.0229 | 0.99908 | 3.0239 | -48.8631
97146 | jul | 4.059 | 0.91103 | 3.1479 | -41.0611
97148 | jul | 5.1451 | 0.55387 | 4.5913 | -25.7154
97149 | jul | 4.4513 | 0.76717 | 3.6841 | -44.257
97201 | jul | 6.0445 | 0.4757 | 5.5688 | -5.097
97202 | jul | 6.1051 | 0.49874 | 5.6063 | -6.3996
97203 | jul | 5.9098 | 0.45949 | 5.4503 | -3.5483
97204 | jul | 6.0535 | 0.48384 | 5.5697 | -5.1263
97205 | jul | 6.0289 | 0.47097 | 5.5579 | -4.7457
97206 | jul | 6.1495 | 0.52184 | 5.6276 | -7.2538
97209 | jul | 6.0382 | 0.47916 | 5.559 | -4.8169
97210 | jul | 5.9773 | 0.45964 | 5.5177 | -3.9379
97211 | jul | 6.0557 | 0.49902 | 5.5566 | -4.6007
97212 | jul | 6.0729 | 0.49803 | 5.5749 | -5.1182
97213 | jul | 6.1242 | 0.51916 | 5.605 | -5.9237
97214 | jul | 6.0868 | 0.49751 | 5.5893 | -5.7183
97215 | jul | 6.1342 | 0.52022 | 5.614 | -6.4782
97216 | jul | 6.1659 | 0.546 | 5.6199 | -8.2413
97217 | jul | 5.9915 | 0.47823 | 5.5133 | -3.9745
97218 | jul | 6.1064 | 0.51893 | 5.5875 | -5.2124
97219 | jul | 6.0681 | 0.46924 | 5.5988 | -5.8666
97220 | jul | 6.1541 | 0.54295 | 5.6111 | -7.3081
97221 | jul | 6.014 | 0.45696 | 5.557 | -4.6315
97222 | jul | 6.1498 | 0.51337 | 5.6364 | -7.8063
97223 | jul | 5.993 | 0.43167 | 5.5614 | -5.2859
97224 | jul | 6.0002 | 0.42115 | 5.5791 | -5.5409
97225 | jul | 5.9594 | 0.44071 | 5.5187 | -4.5659
97227 | jul | 6.0419 | 0.48431 | 5.5576 | -4.7049
97229 | jul | 5.8721 | 0.43554 | 5.4366 | -4.6329
97230 | jul | 6.1898 | 0.58326 | 5.6065 | -10.9746
97231 | jul | 5.7097 | 0.47168 | 5.238 | -6.9351
97232 | jul | 6.0816 | 0.49861 | 5.583 | -5.4636
97233 | jul | 6.1959 | 0.5892 | 5.6067 | -12.013
97236 | jul | 6.1954 | 0.58551 | 5.6099 | -12.1248
97239 | jul | 6.0555 | 0.47497 | 5.5806 | -5.4226
97266 | jul | 6.1755 | 0.54802 | 5.6275 | -8.9938
97267 | jul | 6.1675 | 0.51488 | 5.6526 | -8.5752
97301 | jul | 6.1278 | 0.33643 | 5.7914 | -3.1657
97302 | jul | 6.0723 | 0.33232 | 5.74 | -3.6325
97303 | jul | 6.0784 | 0.32863 | 5.7498 | -3.329
97304 | jul | 5.9705 | 0.32669 | 5.6438 | -4.5364
97305 | jul | 6.1859 | 0.3451 | 5.8408 | -3.2149
97306 | jul | 6.0774 | 0.32495 | 5.7524 | -3.6531
97317 | jul | 6.215 | 0.35485 | 5.8602 | -4.406
97321 | jul | 6.0721 | 0.30314 | 5.7689 | -4.3781
97322 | jul | 6.2135 | 0.31405 | 5.8995 | -4.1774
97324 | jul | 5.2204 | 0.4024 | 4.818 | -22.9282
97325 | jul | 6.2601 | 0.37064 | 5.8894 | -6.8797
97326 | jul | 5.0531 | 0.47791 | 4.5751 | -25.8671
97327 | jul | 6.205 | 0.36587 | 5.8391 | -12.5965
97329 | jul | 6.2153 | 0.47327 | 5.742 | -29.8701
97330 | jul | 5.8223 | 0.32296 | 5.4994 | -8.6081
97331 | jul | 5.86 | 0.31444 | 5.5455 | -8.6338
97333 | jul | 5.8383 | 0.31696 | 5.5214 | -10.1545
97338 | jul | 5.5036 | 0.40908 | 5.0945 | -15.3519
97341 | jul | 4.4711 | 0.62287 | 3.8483 | -37.6889
97342 | jul | 6.0061 | 0.47875 | 5.5274 | -32.2408
97343 | jul | 4.9533 | 0.47175 | 4.4816 | -27.0582
97344 | jul | 4.8484 | 0.59642 | 4.252 | -33.2366
97345 | jul | 6.153 | 0.4755 | 5.6775 | -29.2849
97346 | jul | 6.0546 | 0.4769 | 5.5777 | -34.8296
97347 | jul | 4.6547 | 0.70492 | 3.9498 | -39.2679
97348 | jul | 6.1958 | 0.29379 | 5.902 | -6.5848
97350 | jul | 6.0596 | 0.45255 | 5.607 | -23.7139
97351 | jul | 5.9313 | 0.32485 | 5.6064 | -5.4572
97352 | jul | 6.182 | 0.32245 | 5.8596 | -3.6559
97355 | jul | 6.2481 | 0.39342 | 5.8547 | -13.4566
97357 | jul | 4.7305 | 0.57593 | 4.1545 | -33.1088
97358 | jul | 6.0471 | 0.48922 | 5.5579 | -30.3624
97360 | jul | 6.0727 | 0.47906 | 5.5936 | -33.5348
97361 | jul | 5.5744 | 0.38095 | 5.1934 | -13.5795
97362 | jul | 6.2497 | 0.3939 | 5.8558 | -6.378
97364 | jul | 4.4292 | 0.75804 | 3.6711 | -44.073
97365 | jul | 4.4879 | 0.58677 | 3.9011 | -35.7519
97366 | jul | 4.5019 | 0.53114 | 3.9708 | -32.9452
97367 | jul | 4.5003 | 0.70231 | 3.798 | -40.9822
97368 | jul | 4.4436 | 0.7553 | 3.6883 | -43.8463
97369 | jul | 4.4102 | 0.63434 | 3.7759 | -38.7725
97370 | jul | 5.389 | 0.39731 | 4.9917 | -18.4344
97371 | jul | 5.8383 | 0.33528 | 5.5031 | -6.8292
97374 | jul | 6.1964 | 0.42112 | 5.7753 | -17.0547
97375 | jul | 6.0938 | 0.49539 | 5.5984 | -22.9059
97376 | jul | 4.6596 | 0.49698 | 4.1626 | -30.8769
97377 | jul | 6.1925 | 0.29962 | 5.8929 | -5.8434
97378 | jul | 5.1833 | 0.52305 | 4.6603 | -24.9152
97380 | jul | 4.6021 | 0.61985 | 3.9823 | -36.3433
97381 | jul | 6.0935 | 0.45952 | 5.634 | -20.1622
97383 | jul | 6.2096 | 0.42615 | 5.7835 | -15.3907
97385 | jul | 6.2026 | 0.42335 | 5.7793 | -13.7518
97386 | jul | 6.218 | 0.44408 | 5.7739 | -22.6576
97389 | jul | 6.1753 | 0.29957 | 5.8757 | -4.7899
97390 | jul | 4.8951 | 0.44578 | 4.4493 | -27.9678
97391 | jul | 4.685 | 0.52175 | 4.1632 | -31.105
97392 | jul | 6.248 | 0.34054 | 5.9074 | -4.0595
97394 | jul | 4.6994 | 0.47986 | 4.2196 | -30.6324
97396 | jul | 4.8915 | 0.62453 | 4.267 | -33.01
97401 | jul | 6.3706 | 0.28714 | 6.0835 | -8.1918
97402 | jul | 6.1753 | 0.2693 | 5.906 | -9.3895
97403 | jul | 6.3717 | 0.29535 | 6.0764 | -8.6374
97404 | jul | 6.3152 | 0.2776 | 6.0376 | -8.0032
97405 | jul | 6.2703 | 0.28322 | 5.9871 | -9.32
97406 | jul | 5.5077 | 0.21338 | 5.2943 | -16.6752
97408 | jul | 6.3396 | 0.2982 | 6.0414 | -8.665
97410 | jul | 6.9731 | 0.16045 | 6.8126 | 9.05
97411 | jul | 5.1516 | 0.25306 | 4.8985 | -25.914
97412 | jul | 5.4269 | 0.36019 | 5.0667 | -20.1049
97413 | jul | 6.1872 | 0.438 | 5.7492 | -21.3337
97414 | jul | 5.528 | 0.22428 | 5.3037 | -18.5719
97415 | jul | 5.5222 | 0.19703 | 5.3252 | -19.8029
97416 | jul | 6.0188 | 0.2012 | 5.8176 | -5.9231
97417 | jul | 7.0895 | 0.15798 | 6.9315 | 10.3362
97419 | jul | 5.7649 | 0.30982 | 5.4551 | -14.3291
97420 | jul | 5.4261 | 0.25072 | 5.1754 | -20.7517
97423 | jul | 5.3757 | 0.23982 | 5.1359 | -21.8266
97424 | jul | 6.392 | 0.29487 | 6.0971 | -8.5829
97426 | jul | 6.3527 | 0.29879 | 6.054 | -9.0799
97427 | jul | 6.435 | 0.34777 | 6.0872 | -13.0451
97429 | jul | 7.0578 | 0.1885 | 6.8693 | 7.2416
97430 | jul | 5.2253 | 0.3697 | 4.8556 | -22.6895
97431 | jul | 6.5107 | 0.34509 | 6.1656 | -11.8256
97434 | jul | 6.4319 | 0.31181 | 6.1201 | -9.392
97435 | jul | 6.0664 | 0.26117 | 5.8052 | -10.7033
97436 | jul | 5.964 | 0.25248 | 5.7115 | -11.6315
97437 | jul | 5.9226 | 0.28438 | 5.6382 | -12.4308
97438 | jul | 6.5055 | 0.37987 | 6.1256 | -15.0992
97439 | jul | 4.9482 | 0.39512 | 4.5531 | -27.5604
97441 | jul | 5.1997 | 0.3066 | 4.8931 | -23.6816
97442 | jul | 6.396 | 0.16616 | 6.2298 | 1.2706
97443 | jul | 6.7595 | 0.25492 | 6.5046 | -1.7259
97444 | jul | 5.106 | 0.23487 | 4.8711 | -27.3778
97446 | jul | 6.2443 | 0.30546 | 5.9388 | -8.7646
97447 | jul | 6.4552 | 0.3243 | 6.1309 | -8.9892
97448 | jul | 5.9978 | 0.28814 | 5.7097 | -10.376
97449 | jul | 5.3363 | 0.27976 | 5.0566 | -22.2709
97450 | jul | 5.126 | 0.25275 | 4.8732 | -25.797
97451 | jul | 6.1992 | 0.26513 | 5.934 | -9.4181
97452 | jul | 6.5729 | 0.35307 | 6.2198 | -12.0014
97453 | jul | 5.233 | 0.34509 | 4.8879 | -22.9073
97454 | jul | 6.2271 | 0.41984 | 5.8073 | -19.4553
97455 | jul | 6.4306 | 0.32902 | 6.1016 | -10.4005
97456 | jul | 5.7725 | 0.31996 | 5.4526 | -12.7511
97457 | jul | 6.9856 | 0.17854 | 6.8071 | 7.8149
97458 | jul | 5.684 | 0.22564 | 5.4583 | -14.3884
97459 | jul | 5.4773 | 0.26487 | 5.2124 | -19.1438
97461 | jul | 5.6682 | 0.3143 | 5.3539 | -16.3718
97462 | jul | 6.4019 | 0.22725 | 6.1747 | -3.6766
97463 | jul | 6.4011 | 0.38521 | 6.0159 | -12.3411
97465 | jul | 5.1105 | 0.24431 | 4.8662 | -26.1532
97466 | jul | 5.5697 | 0.21985 | 5.3499 | -15.33
97467 | jul | 5.4781 | 0.29036 | 5.1877 | -19.0705
97469 | jul | 6.7652 | 0.15891 | 6.6063 | 6.684
97470 | jul | 6.8968 | 0.19698 | 6.6998 | 6.1682
97471 | jul | 6.399 | 0.2102 | 6.1888 | -0.95726
97473 | jul | 5.6284 | 0.27528 | 5.3531 | -16.3042
97476 | jul | 5.1769 | 0.24484 | 4.932 | -24.5195
97477 | jul | 6.3818 | 0.30811 | 6.0737 | -9.3086
97478 | jul | 6.3432 | 0.36867 | 5.9745 | -14.4093
97479 | jul | 6.6351 | 0.24452 | 6.3906 | -1.5662
97480 | jul | 5.2189 | 0.35853 | 4.8604 | -22.8339
97481 | jul | 6.4142 | 0.19476 | 6.2194 | -0.23853
97484 | jul | 6.8446 | 0.24513 | 6.5994 | -0.37618
97486 | jul | 6.0501 | 0.23703 | 5.8131 | -8.0416
97487 | jul | 5.9223 | 0.28017 | 5.6421 | -13.0497
97488 | jul | 6.337 | 0.44339 | 5.8936 | -24.7525
97489 | jul | 6.3166 | 0.43085 | 5.8857 | -21.5676
97490 | jul | 5.5795 | 0.31373 | 5.2658 | -17.9672
97492 | jul | 6.6186 | 0.3646 | 6.254 | -13.4332
97493 | jul | 5.1545 | 0.33407 | 4.8204 | -24.0202
97495 | jul | 6.8319 | 0.19956 | 6.6324 | 5.6955
97496 | jul | 6.5422 | 0.17769 | 6.3645 | 2.7467
97497 | jul | 6.9227 | 0.1367 | 6.786 | 9.0785
97498 | jul | 4.7307 | 0.46351 | 4.2672 | -30.7663
97499 | jul | 6.4329 | 0.2445 | 6.1884 | -4.9733
97501 | jul | 7.7389 | 0.14684 | 7.592 | 21.5862
97502 | jul | 8.1243 | 0.12529 | 7.9991 | 25.3409
97503 | jul | 7.8672 | 0.14296 | 7.7243 | 21.0268
97504 | jul | 8.0018 | 0.14962 | 7.8522 | 25.1485
97520 | jul | 7.2638 | 0.17359 | 7.0902 | 14.6584
97522 | jul | 7.2112 | 0.20755 | 7.0036 | 8.6496
97523 | jul | 6.4063 | 0.14429 | 6.262 | -2.6449
97524 | jul | 7.7967 | 0.16793 | 7.6288 | 19.7567
97525 | jul | 7.7208 | 0.12669 | 7.5941 | 19.3285
97526 | jul | 6.5274 | 0.1526 | 6.3749 | 1.8609
97527 | jul | 7.1348 | 0.12285 | 7.012 | 9.7029
97530 | jul | 7.2794 | 0.14256 | 7.1368 | 14.1327
97531 | jul | 6.4193 | 0.14354 | 6.2758 | -3.2955
97532 | jul | 6.6345 | 0.14174 | 6.4928 | 3.2635
97534 | jul | 6.2678 | 0.14593 | 6.1219 | -6.6181
97535 | jul | 7.8265 | 0.15544 | 7.6711 | 23.4505
97536 | jul | 7.0594 | 0.23533 | 6.8241 | 2.6064
97537 | jul | 7.2184 | 0.14416 | 7.0743 | 13.0015
97538 | jul | 6.214 | 0.15638 | 6.0576 | -4.334
97539 | jul | 7.8164 | 0.16673 | 7.6497 | 18.2924
97540 | jul | 7.4477 | 0.16361 | 7.2841 | 18.0651
97541 | jul | 7.2858 | 0.19032 | 7.0954 | 9.1075
97543 | jul | 6.4714 | 0.14093 | 6.3304 | 0.32011
97544 | jul | 6.8375 | 0.13767 | 6.6998 | 7.2782
97601 | jul | 7.3965 | 0.16933 | 7.2272 | 19.3398
97603 | jul | 7.877 | 0.15119 | 7.7258 | 28.0057
97620 | jul | 8.219 | 0.25125 | 7.9677 | 34.0644
97621 | jul | 7.5982 | 0.23955 | 7.3586 | 25.6551
97623 | jul | 7.6261 | 0.2278 | 7.3983 | 25.0253
97624 | jul | 7.2106 | 0.22415 | 6.9865 | 18.5989
97625 | jul | 7.7921 | 0.16169 | 7.6305 | 28.7064
97627 | jul | 7.0337 | 0.2096 | 6.8241 | 8.3726
97630 | jul | 7.7594 | 0.25142 | 7.5079 | 26.578
97632 | jul | 8.0172 | 0.16466 | 7.8525 | 28.401
97633 | jul | 7.9704 | 0.15626 | 7.8141 | 27.9538
97635 | jul | 7.8393 | 0.25607 | 7.5833 | 27.9189
97636 | jul | 7.5899 | 0.28701 | 7.3029 | 28.4845
97637 | jul | 8.1393 | 0.25707 | 7.8822 | 34.5745
97638 | jul | 7.6894 | 0.26972 | 7.4196 | 33.4042
97639 | jul | 7.5862 | 0.19588 | 7.3904 | 25.6668
97640 | jul | 7.088 | 0.29174 | 6.7963 | 20.3426
97701 | jul | 7.2011 | 0.24804 | 6.953 | 25.9231
97702 | jul | 7.0397 | 0.26835 | 6.7713 | 25.7051
97707 | jul | 6.7441 | 0.31322 | 6.4309 | 14.7327
97710 | jul | 8.6798 | 0.24791 | 8.4319 | 39.1139
97711 | jul | 7.5046 | 0.24714 | 7.2574 | 29.0693
97712 | jul | 7.7236 | 0.28076 | 7.4429 | 33.7308
97720 | jul | 8.5141 | 0.27321 | 8.2409 | 35.688
97721 | jul | 8.6648 | 0.2617 | 8.4031 | 38.5421
97730 | jul | 6.6732 | 0.33308 | 6.3401 | 0.023027
97731 | jul | 6.5567 | 0.31688 | 6.2398 | -1.1653
97733 | jul | 6.4195 | 0.3583 | 6.0612 | -2.6716
97734 | jul | 7.515 | 0.21664 | 7.2984 | 24.4213
97735 | jul | 7.0405 | 0.28782 | 6.7527 | 25.5802
97737 | jul | 6.641 | 0.31894 | 6.3221 | 6.113
97738 | jul | 8.2522 | 0.27074 | 7.9815 | 34.9529
97739 | jul | 6.5961 | 0.34787 | 6.2482 | 10.6423
97741 | jul | 7.5722 | 0.21507 | 7.3572 | 25.7835
97750 | jul | 7.6993 | 0.28841 | 7.4109 | 30.0892
97751 | jul | 7.728 | 0.30368 | 7.4243 | 31.0838
97752 | jul | 7.5506 | 0.29185 | 7.2588 | 31.8993
97753 | jul | 7.6888 | 0.20409 | 7.4847 | 35.3721
97754 | jul | 7.4762 | 0.27688 | 7.1994 | 31.4419
97756 | jul | 7.5212 | 0.20236 | 7.3188 | 28.8393
97758 | jul | 8.2734 | 0.25947 | 8.014 | 36.5036
97759 | jul | 6.6714 | 0.32857 | 6.3428 | 3.665
97760 | jul | 7.5238 | 0.21039 | 7.3134 | 26.3505
97761 | jul | 6.7508 | 0.32367 | 6.4271 | 0.3043
97801 | jul | 8.5933 | 0.27099 | 8.3223 | 30.1178
97810 | jul | 8.9655 | 0.28658 | 8.6789 | 33.1469
97812 | jul | 8.3737 | 0.12879 | 8.2449 | 39.1978
97813 | jul | 9.1957 | 0.27877 | 8.917 | 35.7874
97814 | jul | 8.0484 | 0.42068 | 7.6277 | 28.2294
97817 | jul | 7.6352 | 0.38755 | 7.2476 | 23.2579
97818 | jul | 8.9505 | 0.10328 | 8.8472 | 43.7256
97820 | jul | 8.1297 | 0.31879 | 7.811 | 29.5224
97823 | jul | 7.8189 | 0.2104 | 7.6085 | 32.0113
97824 | jul | 7.9167 | 0.4793 | 7.4374 | 23.6938
97825 | jul | 8.0956 | 0.29894 | 7.7967 | 31.8821
97826 | jul | 9.1092 | 0.15244 | 8.9567 | 41.1587
97827 | jul | 7.8258 | 0.48339 | 7.3424 | 20.7457
97828 | jul | 7.6325 | 0.5769 | 7.0556 | 19.3097
97830 | jul | 7.7825 | 0.24472 | 7.5378 | 31.1949
97833 | jul | 7.8456 | 0.43105 | 7.4145 | 25.7111
97834 | jul | 8.0519 | 0.47057 | 7.5813 | 23.3362
97835 | jul | 9.1683 | 0.20919 | 8.9591 | 39.0447
97836 | jul | 7.9743 | 0.26471 | 7.7096 | 28.5611
97837 | jul | 8.0537 | 0.37772 | 7.676 | 28.7194
97838 | jul | 9.2114 | 0.12039 | 9.0911 | 43.5338
97839 | jul | 8.6487 | 0.16487 | 8.4839 | 38.374
97840 | jul | 8.4324 | 0.43825 | 7.9942 | 25.5206
97841 | jul | 8.0372 | 0.47492 | 7.5623 | 24.2198
97842 | jul | 7.9001 | 0.60385 | 7.2963 | 20.0977
97843 | jul | 8.6425 | 0.14772 | 8.4948 | 39.6398
97844 | jul | 9.1128 | 0.10788 | 9.0049 | 44.0098
97845 | jul | 7.9989 | 0.31826 | 7.6806 | 29.2786
97846 | jul | 7.4459 | 0.59458 | 6.8513 | 16.7611
97848 | jul | 8.1224 | 0.28558 | 7.8368 | 32.1599
97850 | jul | 7.6861 | 0.39384 | 7.2923 | 19.0256
97856 | jul | 7.8884 | 0.32433 | 7.5641 | 26.381
97857 | jul | 7.4873 | 0.58333 | 6.904 | 18.5066
97862 | jul | 8.4073 | 0.38336 | 8.0239 | 25.5367
97864 | jul | 8.0782 | 0.29308 | 7.7851 | 29.7095
97865 | jul | 8.3449 | 0.29892 | 8.046 | 32.1275
97867 | jul | 7.9299 | 0.4222 | 7.5077 | 25.3997
97868 | jul | 7.8965 | 0.32099 | 7.5755 | 23.0577
97869 | jul | 7.5793 | 0.38479 | 7.1945 | 22.216
97870 | jul | 8.5309 | 0.38389 | 8.147 | 30.4706
97873 | jul | 7.8085 | 0.33031 | 7.4782 | 28.1186
97874 | jul | 7.7645 | 0.28276 | 7.4817 | 28.5676
97875 | jul | 9.325 | 0.13219 | 9.1928 | 43.2837
97876 | jul | 7.8972 | 0.42797 | 7.4692 | 20.939
97877 | jul | 7.5064 | 0.4142 | 7.0921 | 20.6498
97882 | jul | 9.2564 | 0.11952 | 9.1369 | 43.6633
97883 | jul | 7.6625 | 0.50064 | 7.1618 | 22.1637
97884 | jul | 7.7421 | 0.39117 | 7.3509 | 24.7144
97885 | jul | 7.6206 | 0.57266 | 7.048 | 19.8719
97886 | jul | 8.3608 | 0.36353 | 7.9973 | 24.857
97901 | jul | 9.3686 | 0.22667 | 9.1419 | 41.1789
97903 | jul | 8.8219 | 0.29943 | 8.5224 | 36.0692
97904 | jul | 8.3321 | 0.3052 | 8.0269 | 32.7873
97906 | jul | 9.3508 | 0.23502 | 9.1157 | 41.0997
97907 | jul | 8.6931 | 0.33239 | 8.3607 | 33.71
97908 | jul | 8.261 | 0.34709 | 7.914 | 31.194
97909 | jul | 9.2558 | 0.25836 | 8.9974 | 39.5375
97910 | jul | 9.1182 | 0.25674 | 8.8615 | 40.7527
97911 | jul | 8.6642 | 0.29456 | 8.3696 | 35.7555
97913 | jul | 9.9208 | 0.16359 | 9.7572 | 45.5813
97914 | jul | 9.8564 | 0.16076 | 9.6956 | 44.042
97917 | jul | 8.9313 | 0.26606 | 8.6652 | 38.7258
97918 | jul | 9.6563 | 0.20875 | 9.4476 | 42.3646
97920 | jul | 8.8033 | 0.29281 | 8.5105 | 36.4435
98001 | jul | 5.6083 | 0.69635 | 4.9119 | -4.4913
98002 | jul | 5.6257 | 0.76226 | 4.8635 | -5.943
98003 | jul | 5.5633 | 0.67349 | 4.8898 | -4.609
98004 | jul | 5.4991 | 0.75902 | 4.74 | -5.2431
98005 | jul | 5.497 | 0.81639 | 4.6806 | -7.0943
98006 | jul | 5.5252 | 0.84757 | 4.6776 | -8.5201
98007 | jul | 5.493 | 0.85992 | 4.6331 | -8.471
98008 | jul | 5.4921 | 0.91678 | 4.5753 | -10.3525
98010 | jul | 5.5265 | 1.4372 | 4.0893 | -30.7798
98011 | jul | 5.3796 | 0.83181 | 4.5478 | -5.8204
98012 | jul | 5.2938 | 0.88 | 4.4138 | -5.4985
98014 | jul | 5.4677 | 1.2766 | 4.1911 | -24.0811
98019 | jul | 5.2945 | 1.4509 | 3.8436 | -34.3149
98020 | jul | 5.216 | 0.74715 | 4.4688 | -3.1829
98021 | jul | 5.3362 | 0.84469 | 4.4915 | -5.4457
98022 | jul | 5.2641 | 1.3789 | 3.8853 | -46.3818
98023 | jul | 5.5139 | 0.65195 | 4.8619 | -4.8155
98024 | jul | 5.35 | 1.5359 | 3.8141 | -38.601
98026 | jul | 5.2082 | 0.78698 | 4.4213 | -3.2336
98027 | jul | 5.4785 | 1.3693 | 4.1092 | -28.2787
98028 | jul | 5.3656 | 0.788 | 4.5776 | -4.5146
98029 | jul | 5.515 | 1.1216 | 4.3935 | -18.1085
98030 | jul | 5.5977 | 0.78075 | 4.817 | -6.5781
98031 | jul | 5.5801 | 0.76319 | 4.817 | -6.1755
98032 | jul | 5.5811 | 0.66671 | 4.9144 | -3.5288
98033 | jul | 5.4483 | 0.81209 | 4.6362 | -6.2146
98034 | jul | 5.4106 | 0.80846 | 4.6021 | -5.6126
98036 | jul | 5.2712 | 0.79973 | 4.4714 | -3.9456
98037 | jul | 5.2376 | 0.81485 | 4.4228 | -3.8076
98038 | jul | 5.5088 | 1.3065 | 4.2023 | -25.3884
98039 | jul | 5.4993 | 0.70894 | 4.7904 | -3.6138
98040 | jul | 5.5427 | 0.69496 | 4.8478 | -3.7321
98042 | jul | 5.5882 | 0.96451 | 4.6237 | -12.011
98043 | jul | 5.2743 | 0.7762 | 4.4981 | -3.837
98045 | jul | 5.2034 | 1.6017 | 3.6017 | -52.407
98047 | jul | 5.6404 | 0.72349 | 4.9169 | -5.0509
98051 | jul | 5.4204 | 1.7728 | 3.6476 | -46.0841
98052 | jul | 5.4416 | 0.91127 | 4.5304 | -9.2141
98053 | jul | 5.4706 | 1.0551 | 4.4155 | -14.524
98055 | jul | 5.5667 | 0.75474 | 4.812 | -5.8754
98056 | jul | 5.5465 | 0.78729 | 4.7592 | -6.7356
98057 | jul | 5.5643 | 0.71173 | 4.8526 | -4.4975
98058 | jul | 5.555 | 0.93029 | 4.6248 | -11.3028
98059 | jul | 5.5377 | 0.91473 | 4.6229 | -10.7462
98065 | jul | 5.3651 | 1.6977 | 3.6673 | -44.9521
98070 | jul | 5.391 | 0.63005 | 4.7609 | -6.384
98072 | jul | 5.3858 | 0.91345 | 4.4724 | -8.1017
98074 | jul | 5.4851 | 1.0231 | 4.462 | -13.7831
98075 | jul | 5.5068 | 1.0359 | 4.4709 | -14.7009
98077 | jul | 5.4106 | 0.99897 | 4.4116 | -11.1773
98087 | jul | 5.2193 | 0.84106 | 4.3783 | -3.9969
98092 | jul | 5.6256 | 0.94226 | 4.6833 | -11.0251
98101 | jul | 5.4348 | 0.65421 | 4.7805 | -3.2402
98102 | jul | 5.4239 | 0.67263 | 4.7512 | -3.3273
98103 | jul | 5.3646 | 0.69181 | 4.6728 | -3.6142
98104 | jul | 5.4524 | 0.65034 | 4.8021 | -3.1336
98105 | jul | 5.4161 | 0.70022 | 4.7159 | -3.485
98106 | jul | 5.4613 | 0.62888 | 4.8324 | -3.3317
98107 | jul | 5.3418 | 0.67627 | 4.6655 | -3.6225
98108 | jul | 5.4966 | 0.63886 | 4.8577 | -3.0386
98109 | jul | 5.4061 | 0.66328 | 4.7428 | -3.3906
98110 | jul | 5.2074 | 0.66828 | 4.5391 | -7.146
98112 | jul | 5.4502 | 0.67774 | 4.7724 | -3.2077
98115 | jul | 5.3995 | 0.71653 | 4.6829 | -3.6565
98116 | jul | 5.4117 | 0.62083 | 4.7909 | -3.522
98117 | jul | 5.3141 | 0.68673 | 4.6274 | -3.6953
98118 | jul | 5.5311 | 0.64831 | 4.8828 | -2.7684
98119 | jul | 5.3758 | 0.66078 | 4.715 | -3.5136
98121 | jul | 5.4211 | 0.65279 | 4.7683 | -3.314
98122 | jul | 5.4655 | 0.66171 | 4.8038 | -3.0666
98125 | jul | 5.3571 | 0.73339 | 4.6237 | -3.9035
98126 | jul | 5.4397 | 0.62385 | 4.8159 | -3.4599
98133 | jul | 5.2985 | 0.73204 | 4.5664 | -3.8687
98134 | jul | 5.4625 | 0.63597 | 4.8266 | -3.1228
98136 | jul | 5.4308 | 0.61946 | 4.8113 | -3.6155
98144 | jul | 5.4916 | 0.64696 | 4.8446 | -2.8768
98146 | jul | 5.4722 | 0.62621 | 4.846 | -3.4962
98148 | jul | 5.5162 | 0.63259 | 4.8836 | -3.4266
98155 | jul | 5.3181 | 0.76053 | 4.5576 | -4.086
98158 | jul | 5.5284 | 0.63742 | 4.891 | -3.2749
98166 | jul | 5.4951 | 0.62646 | 4.8687 | -3.5931
98168 | jul | 5.5231 | 0.6406 | 4.8825 | -3.0999
98177 | jul | 5.2711 | 0.72307 | 4.548 | -3.7547
98178 | jul | 5.5565 | 0.66317 | 4.8933 | -3.0739
98188 | jul | 5.5547 | 0.64688 | 4.9078 | -3.0339
98195 | jul | 5.4209 | 0.6921 | 4.7288 | -3.4177
98198 | jul | 5.5418 | 0.64333 | 4.8984 | -3.6369
98199 | jul | 5.3316 | 0.6588 | 4.6728 | -3.6867
98201 | jul | 5.1643 | 0.96662 | 4.1977 | -5.1775
98203 | jul | 5.1623 | 0.90812 | 4.2541 | -4.3307
98204 | jul | 5.175 | 0.86694 | 4.3081 | -3.9607
98205 | jul | 5.2205 | 1.0096 | 4.2109 | -6.5835
98208 | jul | 5.2411 | 0.91652 | 4.3246 | -5.3261
98220 | jul | 4.6424 | 1.6893 | 2.9531 | -24.5759
98221 | jul | 4.5889 | 0.84874 | 3.7402 | 1.1212
98223 | jul | 4.966 | 1.4333 | 3.5327 | -23.902
98224 | jul | 5.1365 | 1.4494 | 3.6871 | -45.3707
98225 | jul | 4.6682 | 1.1035 | 3.5646 | -7.2564
98226 | jul | 4.6659 | 1.3059 | 3.36 | -13.085
98229 | jul | 4.673 | 1.2564 | 3.4166 | -11.0042
98230 | jul | 4.5598 | 1.15 | 3.4098 | -10.9479
98232 | jul | 4.694 | 1.1308 | 3.5632 | -6.756
98233 | jul | 4.7551 | 1.2022 | 3.5529 | -8.553
98236 | jul | 5.0652 | 0.79391 | 4.2712 | -0.62906
98237 | jul | 4.756 | 1.6057 | 3.1503 | -32.8306
98239 | jul | 4.7442 | 0.7104 | 4.0338 | 6.7127
98240 | jul | 4.6122 | 1.2199 | 3.3923 | -13.1625
98241 | jul | 4.8836 | 1.4276 | 3.456 | -34.5924
98244 | jul | 4.5407 | 1.9394 | 2.6013 | -33.3544
98245 | jul | 4.5285 | 0.7692 | 3.7593 | 0.43384
98247 | jul | 4.6837 | 1.6173 | 3.0664 | -21.5609
98248 | jul | 4.6272 | 1.0966 | 3.5305 | -8.824
98249 | jul | 4.9454 | 0.75736 | 4.1881 | 2.1417
98250 | jul | 4.5987 | 0.62593 | 3.9728 | 2.5825
98251 | jul | 5.1363 | 1.5558 | 3.5805 | -43.8252
98252 | jul | 5.0042 | 1.529 | 3.4753 | -36.0613
98253 | jul | 4.8681 | 0.75233 | 4.1157 | 4.099
98257 | jul | 4.6829 | 0.87859 | 3.8043 | 1.5565
98258 | jul | 5.2123 | 1.1182 | 4.094 | -9.9018
98260 | jul | 4.9868 | 0.80658 | 4.1802 | 0.71066
98261 | jul | 4.5506 | 0.68132 | 3.8693 | 3.8264
98262 | jul | 4.6621 | 0.89929 | 3.7628 | -1.1365
98264 | jul | 4.6687 | 1.4086 | 3.2601 | -18.0205
98266 | jul | 4.6337 | 2.0108 | 2.623 | -33.6701
98267 | jul | 4.8269 | 1.5148 | 3.312 | -28.7802
98270 | jul | 5.1511 | 1.0536 | 4.0975 | -6.8284
98271 | jul | 5.0637 | 1.0096 | 4.0541 | -4.6423
98272 | jul | 5.3563 | 1.2497 | 4.1067 | -20.9141
98273 | jul | 4.7972 | 1.0806 | 3.7166 | -4.6258
98274 | jul | 4.8512 | 1.3339 | 3.5173 | -14.9833
98275 | jul | 5.1495 | 0.84244 | 4.307 | -3.0951
98277 | jul | 4.6687 | 0.7484 | 3.9203 | 5.7339
98278 | jul | 4.6246 | 0.75789 | 3.8667 | 5.2413
98279 | jul | 4.523 | 0.84456 | 3.6784 | -0.86677
98281 | jul | 4.6762 | 1.1205 | 3.5557 | -10.2006
98282 | jul | 4.8564 | 0.8454 | 4.011 | 2.126
98283 | jul | 4.7072 | 1.4447 | 3.2626 | -26.1795
98284 | jul | 4.7127 | 1.6772 | 3.0355 | -29.6229
98288 | jul | 5.0894 | 1.3478 | 3.7416 | -44.1457
98290 | jul | 5.3024 | 1.1266 | 4.1759 | -12.8232
98292 | jul | 4.9361 | 1.0337 | 3.9024 | -3.9331
98294 | jul | 5.0815 | 1.4154 | 3.6662 | -39.2013
98295 | jul | 4.7092 | 1.866 | 2.8432 | -28.3434
98296 | jul | 5.3511 | 0.96733 | 4.3838 | -7.9957
98303 | jul | 5.2349 | 0.6629 | 4.572 | -12.186
98304 | jul | 5.2024 | 1.3554 | 3.847 | -49.793
98305 | jul | 3.7554 | 1.8663 | 1.8891 | -87.7728
98310 | jul | 5.1393 | 0.70212 | 4.4371 | -11.5597
98311 | jul | 5.1032 | 0.71458 | 4.3887 | -11.1767
98312 | jul | 4.9847 | 0.80975 | 4.175 | -18.0242
98314 | jul | 5.1324 | 0.7168 | 4.4156 | -12.9658
98315 | jul | 4.9682 | 0.74727 | 4.2209 | -10.78
98320 | jul | 4.0543 | 1.9593 | 2.095 | -65.7388
98321 | jul | 5.0394 | 1.4125 | 3.6269 | -49.105
98323 | jul | 5.2685 | 1.4308 | 3.8377 | -45.2209
98325 | jul | 4.7922 | 0.79018 | 4.002 | -3.2233
98326 | jul | 3.7191 | 1.8211 | 1.8979 | -83.1306
98327 | jul | 5.2778 | 0.65353 | 4.6243 | -11.2012
98328 | jul | 5.4015 | 1.0926 | 4.3089 | -31.9046
98329 | jul | 5.1188 | 0.73056 | 4.3882 | -15.6242
98330 | jul | 5.3224 | 1.2268 | 4.0956 | -43.4567
98331 | jul | 3.736 | 1.8958 | 1.8402 | -88.5024
98332 | jul | 5.2666 | 0.66392 | 4.6027 | -10.5366
98333 | jul | 5.2638 | 0.6466 | 4.6172 | -10.0442
98335 | jul | 5.2586 | 0.65625 | 4.6024 | -10.424
98336 | jul | 5.4187 | 1.0831 | 4.3356 | -45.2549
98337 | jul | 5.1354 | 0.71349 | 4.4219 | -12.7101
98338 | jul | 5.5439 | 0.85396 | 4.69 | -14.4383
98339 | jul | 4.8412 | 0.73286 | 4.1084 | 1.8755
98340 | jul | 5.0372 | 0.72177 | 4.3154 | -0.43607
98342 | jul | 5.1485 | 0.69975 | 4.4488 | -5.0205
98345 | jul | 5.0888 | 0.70563 | 4.3831 | -8.5377
98346 | jul | 5.1054 | 0.71117 | 4.3942 | -3.0908
98349 | jul | 5.1509 | 0.70244 | 4.4485 | -14.5962
98351 | jul | 5.1609 | 0.69619 | 4.4647 | -14.6917
98354 | jul | 5.5751 | 0.69237 | 4.8827 | -5.258
98355 | jul | 5.2904 | 1.1165 | 4.1739 | -40.6335
98356 | jul | 5.4008 | 1.0059 | 4.3949 | -41.8524
98358 | jul | 4.8541 | 0.71924 | 4.1348 | 4.7483
98359 | jul | 5.2751 | 0.66543 | 4.6097 | -10.2216
98360 | jul | 5.4037 | 1.2405 | 4.1632 | -34.334
98361 | jul | 5.2554 | 1.071 | 4.1844 | -42.1294
98362 | jul | 4.0549 | 1.7437 | 2.3112 | -57.7463
98363 | jul | 3.8866 | 1.8102 | 2.0764 | -74.493
98365 | jul | 4.8925 | 0.75242 | 4.1401 | -3.7046
98366 | jul | 5.219 | 0.67223 | 4.5468 | -10.1731
98367 | jul | 5.1287 | 0.73189 | 4.3968 | -14.6992
98368 | jul | 4.72 | 0.80819 | 3.9118 | -3.5447
98370 | jul | 5.0529 | 0.71304 | 4.3398 | -6.8693
98371 | jul | 5.5588 | 0.7127 | 4.8461 | -6.5423
98372 | jul | 5.6146 | 0.74353 | 4.8711 | -6.5933
98373 | jul | 5.5476 | 0.73677 | 4.8108 | -7.8918
98374 | jul | 5.6009 | 0.79651 | 4.8044 | -9.2072
98375 | jul | 5.5394 | 0.7579 | 4.7815 | -9.0458
98376 | jul | 4.7043 | 0.97882 | 3.7255 | -18.0851
98377 | jul | 5.4771 | 0.91877 | 4.5584 | -38.4674
98380 | jul | 4.7993 | 0.95095 | 3.8483 | -24.9351
98381 | jul | 3.6392 | 1.8825 | 1.7567 | -81.2538
98382 | jul | 4.3899 | 1.276 | 3.1139 | -30.9913
98383 | jul | 4.9948 | 0.76432 | 4.2304 | -13.2789
98387 | jul | 5.4819 | 0.72567 | 4.7562 | -9.6388
98388 | jul | 5.2944 | 0.64265 | 4.6517 | -9.5431
98390 | jul | 5.6384 | 0.78235 | 4.8561 | -7.3217
98391 | jul | 5.6232 | 0.92127 | 4.702 | -12.2983
98392 | jul | 5.1308 | 0.69143 | 4.4393 | -6.0324
98394 | jul | 5.0911 | 0.73916 | 4.352 | -16.6609
98402 | jul | 5.4419 | 0.64312 | 4.7988 | -5.9984
98403 | jul | 5.422 | 0.63894 | 4.7831 | -6.2637
98404 | jul | 5.4691 | 0.66042 | 4.8087 | -6.2288
98405 | jul | 5.41 | 0.64016 | 4.7698 | -6.5979
98406 | jul | 5.3715 | 0.63592 | 4.7356 | -7.2572
98407 | jul | 5.3672 | 0.63721 | 4.73 | -7.4071
98408 | jul | 5.4331 | 0.65542 | 4.7777 | -6.8418
98409 | jul | 5.3993 | 0.64676 | 4.7526 | -7.1878
98418 | jul | 5.4339 | 0.64829 | 4.7856 | -6.4581
98421 | jul | 5.48 | 0.65028 | 4.8297 | -5.4793
98422 | jul | 5.4882 | 0.64695 | 4.8412 | -5.1781
98424 | jul | 5.5324 | 0.68042 | 4.852 | -5.6682
98430 | jul | 5.3193 | 0.64702 | 4.6723 | -9.1892
98433 | jul | 5.3351 | 0.66256 | 4.6726 | -10.2179
98438 | jul | 5.3995 | 0.66558 | 4.7339 | -8.1898
98439 | jul | 5.364 | 0.65688 | 4.7071 | -8.6009
98443 | jul | 5.5053 | 0.68101 | 4.8243 | -6.3313
98444 | jul | 5.4296 | 0.66701 | 4.7626 | -7.5317
98445 | jul | 5.4663 | 0.68197 | 4.7844 | -7.3781
98446 | jul | 5.4988 | 0.70986 | 4.7889 | -7.864
98465 | jul | 5.3554 | 0.63441 | 4.721 | -7.5575
98466 | jul | 5.3468 | 0.63638 | 4.7104 | -7.8821
98467 | jul | 5.3396 | 0.63937 | 4.7003 | -8.2233
98498 | jul | 5.3309 | 0.64408 | 4.6868 | -8.7203
98499 | jul | 5.3759 | 0.6522 | 4.7237 | -8.0535
98501 | jul | 5.131 | 0.69974 | 4.4313 | -16.5399
98502 | jul | 4.9013 | 0.87233 | 4.029 | -26.5761
98503 | jul | 5.195 | 0.68463 | 4.5104 | -14.854
98505 | jul | 4.9713 | 0.81216 | 4.1591 | -23.1899
98506 | jul | 5.1155 | 0.71803 | 4.3975 | -17.1671
98512 | jul | 4.9112 | 0.86775 | 4.0434 | -26.9573
98513 | jul | 5.2476 | 0.67678 | 4.5709 | -13.664
98516 | jul | 5.2007 | 0.68114 | 4.5195 | -14.3315
98520 | jul | 4.1054 | 1.4369 | 2.6685 | -62.4814
98524 | jul | 4.9843 | 0.81288 | 4.1714 | -20.8294
98526 | jul | 3.895 | 2.0097 | 1.8853 | -89.9698
98528 | jul | 4.903 | 0.86329 | 4.0397 | -22.681
98531 | jul | 5.1577 | 0.71195 | 4.4457 | -17.8025
98532 | jul | 5.0442 | 0.79613 | 4.248 | -23.4632
98533 | jul | 5.3561 | 0.86741 | 4.4887 | -27.2652
98535 | jul | 3.893 | 1.4306 | 2.4624 | -63.0441
98536 | jul | 3.9016 | 1.5372 | 2.3644 | -67.9087
98537 | jul | 4.3304 | 1.1309 | 3.1995 | -48.6944
98538 | jul | 4.9392 | 0.83283 | 4.1063 | -26.593
98541 | jul | 4.4985 | 1.1908 | 3.3077 | -46.6452
98542 | jul | 5.4076 | 0.69559 | 4.712 | -16.6142
98546 | jul | 4.9308 | 0.85977 | 4.071 | -23.787
98547 | jul | 4.039 | 1.1677 | 2.8713 | -52.5833
98548 | jul | 4.4329 | 1.4054 | 3.0275 | -48.9953
98550 | jul | 4.0113 | 1.4615 | 2.5499 | -63.9865
98552 | jul | 3.9822 | 1.8764 | 2.1059 | -81.8836
98555 | jul | 4.2242 | 1.7065 | 2.5177 | -59.7311
98557 | jul | 4.6312 | 1.0982 | 3.533 | -40.6391
98560 | jul | 4.2758 | 1.5552 | 2.7206 | -60.9217
98562 | jul | 3.8751 | 1.7462 | 2.1288 | -77.8774
98563 | jul | 3.9526 | 1.8977 | 2.055 | -78.7313
98564 | jul | 5.3825 | 0.89014 | 4.4924 | -34.378
98568 | jul | 4.6335 | 1.0282 | 3.6053 | -38.7096
98569 | jul | 3.9015 | 1.3287 | 2.5728 | -58.4602
98570 | jul | 5.3816 | 0.73253 | 4.649 | -18.7535
98571 | jul | 3.8561 | 1.7384 | 2.1177 | -77.7379
98572 | jul | 4.6457 | 0.98847 | 3.6572 | -37.8796
98575 | jul | 3.9848 | 1.9446 | 2.0402 | -81.9063
98576 | jul | 5.2414 | 0.8029 | 4.4385 | -20.6142
98577 | jul | 4.2891 | 1.1019 | 3.1872 | -47.6348
98579 | jul | 4.8445 | 0.87775 | 3.9667 | -29.1105
98580 | jul | 5.441 | 0.72792 | 4.7131 | -12.5925
98581 | jul | 4.9244 | 0.83996 | 4.0845 | -27.8942
98582 | jul | 5.4185 | 0.73734 | 4.6811 | -20.2945
98584 | jul | 4.7011 | 1.0791 | 3.6219 | -36.8438
98585 | jul | 5.3869 | 0.87274 | 4.5142 | -29.4201
98586 | jul | 4.0724 | 1.136 | 2.9364 | -50.9815
98587 | jul | 3.798 | 1.8751 | 1.9229 | -86.2508
98588 | jul | 4.7601 | 1.004 | 3.7561 | -30.0097
98589 | jul | 5.1924 | 0.70293 | 4.4895 | -16.3505
98590 | jul | 3.9508 | 1.1799 | 2.771 | -53.2239
98591 | jul | 5.4146 | 0.69628 | 4.7183 | -17.1461
98592 | jul | 4.7879 | 0.97781 | 3.8101 | -30.2468
98593 | jul | 5.114 | 0.77011 | 4.3439 | -21.7907
98595 | jul | 3.9106 | 1.2397 | 2.6709 | -54.4486
98596 | jul | 5.2468 | 0.70883 | 4.538 | -17.1935
98597 | jul | 5.3164 | 0.85678 | 4.4596 | -22.3431
98601 | jul | 5.6538 | 0.7252 | 4.9286 | -36.9078
98602 | jul | 6.9122 | 0.19977 | 6.7125 | 8.4119
98603 | jul | 5.5018 | 0.77307 | 4.7287 | -36.3226
98604 | jul | 5.818 | 0.63331 | 5.1847 | -20.6309
98605 | jul | 6.4424 | 0.33512 | 6.1073 | -22.8333
98606 | jul | 5.9071 | 0.65066 | 5.2565 | -22.5392
98607 | jul | 6.0777 | 0.67249 | 5.4052 | -23.944
98610 | jul | 6.1674 | 0.47253 | 5.6948 | -41.9091
98611 | jul | 5.2855 | 0.71218 | 4.5734 | -17.7974
98612 | jul | 4.7039 | 0.8708 | 3.8331 | -32.8436
98613 | jul | 7.504 | 0.13202 | 7.372 | 25.6781
98616 | jul | 5.4462 | 0.84574 | 4.6005 | -46.8025
98617 | jul | 7.6195 | 0.10679 | 7.5127 | 26.5591
98619 | jul | 6.5012 | 0.3043 | 6.1969 | -5.0505
98620 | jul | 7.1838 | 0.18359 | 7.0002 | 21.2356
98621 | jul | 4.3972 | 0.9723 | 3.4249 | -40.5799
98624 | jul | 3.958 | 1.0838 | 2.8742 | -48.1542
98625 | jul | 5.4383 | 0.69173 | 4.7466 | -21.4602
98626 | jul | 5.3567 | 0.7136 | 4.6431 | -20.6521
98628 | jul | 7.1062 | 0.16726 | 6.939 | 15.5596
98629 | jul | 5.6794 | 0.61443 | 5.065 | -16.8404
98631 | jul | 3.8656 | 1.1643 | 2.7013 | -51.191
98632 | jul | 5.043 | 0.76614 | 4.2769 | -23.3894
98635 | jul | 7.1871 | 0.15339 | 7.0337 | 15.4539
98638 | jul | 4.1953 | 1.0516 | 3.1437 | -45.7091
98640 | jul | 3.8656 | 1.1643 | 2.7013 | -51.191
98642 | jul | 5.7504 | 0.53142 | 5.219 | -8.0187
98643 | jul | 4.3498 | 0.91786 | 3.4319 | -38.4652
98645 | jul | 5.3701 | 0.70578 | 4.6643 | -18.2778
98647 | jul | 4.5378 | 0.93205 | 3.6058 | -37.1849
98648 | jul | 5.6283 | 0.74108 | 4.8873 | -42.3848
98649 | jul | 5.3113 | 0.88458 | 4.4268 | -38.6615
98650 | jul | 6.0969 | 0.44688 | 5.65 | -22.0216
98651 | jul | 6.7011 | 0.24753 | 6.4536 | -12.919
98660 | jul | 5.8669 | 0.47611 | 5.3908 | -3.7362
98661 | jul | 5.9997 | 0.51576 | 5.4839 | -5.5255
98662 | jul | 5.9653 | 0.54742 | 5.4179 | -7.9889
98663 | jul | 5.9537 | 0.50048 | 5.4532 | -4.8932
98664 | jul | 6.0692 | 0.5356 | 5.5336 | -6.4103
98665 | jul | 5.9259 | 0.50846 | 5.4174 | -5.4252
98671 | jul | 5.9479 | 0.71586 | 5.232 | -40.3996
98672 | jul | 6.6854 | 0.25852 | 6.4269 | -7.152
98674 | jul | 5.5762 | 0.64289 | 4.9334 | -19.3218
98675 | jul | 5.756 | 0.70569 | 5.0504 | -36.6276
98682 | jul | 6.0178 | 0.62313 | 5.3946 | -17.4096
98683 | jul | 6.1389 | 0.57745 | 5.5614 | -10.4814
98684 | jul | 6.0878 | 0.57979 | 5.508 | -11.2306
98685 | jul | 5.8644 | 0.49661 | 5.3678 | -4.7974
98686 | jul | 5.8923 | 0.52989 | 5.3624 | -6.9357
98801 | jul | 6.7276 | 0.28355 | 6.444 | 20.625
98802 | jul | 7.1587 | 0.20708 | 6.9516 | 28.7523
98812 | jul | 6.6888 | 0.34002 | 6.3488 | 25.4181
98813 | jul | 7.1397 | 0.24018 | 6.8995 | 29.7814
98814 | jul | 6.0925 | 0.47847 | 5.614 | 15.2559
98815 | jul | 6.591 | 0.30242 | 6.2885 | 16.1908
98816 | jul | 6.5514 | 0.35618 | 6.1952 | 19.0882
98822 | jul | 5.9047 | 0.58432 | 5.3204 | 3.4973
98823 | jul | 8.1381 | 0.097862 | 8.0402 | 38.107
98826 | jul | 5.3274 | 0.91689 | 4.4106 | -18.7386
98827 | jul | 5.5005 | 0.72235 | 4.7782 | 13.6941
98828 | jul | 7.0572 | 0.23281 | 6.8244 | 26.7329
98830 | jul | 7.2341 | 0.26157 | 6.9725 | 30.1491
98831 | jul | 6.6246 | 0.31676 | 6.3079 | 21.734
98832 | jul | 8.0645 | 0.15462 | 7.9099 | 36.5937
98833 | jul | 5.0867 | 0.8911 | 4.1956 | 1.3237
98834 | jul | 6.5426 | 0.34925 | 6.1933 | 21.6837
98837 | jul | 8.4109 | 0.092355 | 8.3185 | 39.8133
98840 | jul | 6.7539 | 0.36244 | 6.3915 | 26.7449
98841 | jul | 6.6701 | 0.42159 | 6.2485 | 26.1553
98843 | jul | 7.0181 | 0.22798 | 6.7901 | 27.374
98844 | jul | 6.0063 | 0.72011 | 5.2862 | 19.6404
98845 | jul | 7.5563 | 0.15894 | 7.3974 | 33.7461
98846 | jul | 6.7524 | 0.3018 | 6.4506 | 25.3664
98847 | jul | 5.976 | 0.5268 | 5.4492 | 0.55693
98848 | jul | 8.0329 | 0.10651 | 7.9264 | 38.5351
98849 | jul | 6.0346 | 0.54597 | 5.4886 | 19.3508
98850 | jul | 7.4266 | 0.16831 | 7.2582 | 33.0939
98851 | jul | 8.0597 | 0.12441 | 7.9353 | 36.6312
98852 | jul | 5.075 | 1.0133 | 4.0617 | -12.9416
98855 | jul | 6.144 | 0.61795 | 5.5261 | 20.5875
98856 | jul | 5.4439 | 0.76743 | 4.6765 | 2.3364
98857 | jul | 8.4586 | 0.11059 | 8.3481 | 39.5096
98858 | jul | 7.3124 | 0.2083 | 7.1041 | 30.7364
98859 | jul | 5.7926 | 0.8475 | 4.9451 | 13.9062
98862 | jul | 5.6657 | 0.63745 | 5.0282 | 11.6794
98901 | jul | 7.6538 | 0.13038 | 7.5234 | 35.5815
98902 | jul | 7.7991 | 0.10895 | 7.6901 | 36.6443
98903 | jul | 7.426 | 0.13947 | 7.2866 | 30.2012
98908 | jul | 7.2883 | 0.1489 | 7.1394 | 29.9853
98922 | jul | 5.5849 | 0.77832 | 4.8066 | -19.1309
98923 | jul | 6.8608 | 0.19423 | 6.6666 | 23.47
98926 | jul | 7.0929 | 0.22124 | 6.8716 | 26.8129
98930 | jul | 8.6019 | 0.10057 | 8.5013 | 42.1925
98932 | jul | 8.3596 | 0.092069 | 8.2675 | 41.2471
98933 | jul | 7.9274 | 0.094128 | 7.8332 | 35.8579
98935 | jul | 8.2424 | 0.12294 | 8.1195 | 38.3781
98936 | jul | 7.814 | 0.13287 | 7.6811 | 36.1238
98937 | jul | 5.5648 | 0.68263 | 4.8822 | -17.6105
98938 | jul | 8.1621 | 0.11255 | 8.0495 | 39.2649
98942 | jul | 6.8961 | 0.21039 | 6.6857 | 23.8811
98944 | jul | 8.2819 | 0.11342 | 8.1685 | 39.7997
98946 | jul | 5.9318 | 0.56124 | 5.3705 | -7.1118
98947 | jul | 6.5913 | 0.23356 | 6.3577 | 18.1247
98948 | jul | 8.2369 | 0.089967 | 8.1469 | 39.8496
98951 | jul | 8.044 | 0.090065 | 7.9539 | 38.2993
98952 | jul | 7.3115 | 0.15864 | 7.1529 | 26.1537
98953 | jul | 8.1852 | 0.097584 | 8.0876 | 40.013
99001 | jul | 7.9494 | 0.42505 | 7.5243 | 26.4777
99003 | jul | 7.603 | 0.64334 | 6.9597 | 18.9342
99004 | jul | 7.9794 | 0.3971 | 7.5823 | 26.8935
99005 | jul | 7.8034 | 0.56072 | 7.2427 | 22.6434
99006 | jul | 7.6402 | 0.55997 | 7.0802 | 22.4517
99008 | jul | 7.7407 | 0.37983 | 7.3609 | 27.6991
99009 | jul | 7.4402 | 0.70167 | 6.7385 | 16.4945
99011 | jul | 7.8897 | 0.40212 | 7.4876 | 26.6364
99012 | jul | 7.8104 | 0.56325 | 7.2471 | 20.8205
99013 | jul | 7.6215 | 0.45944 | 7.162 | 26.0784
99016 | jul | 7.6736 | 0.63198 | 7.0416 | 18.7119
99017 | jul | 8.2182 | 0.33434 | 7.8839 | 30.1684
99018 | jul | 7.823 | 0.56349 | 7.2595 | 20.4505
99019 | jul | 7.5769 | 0.66764 | 6.9093 | 17.0458
99021 | jul | 7.6499 | 0.64532 | 7.0046 | 18.9014
99022 | jul | 7.8436 | 0.38769 | 7.4559 | 26.7877
99023 | jul | 7.6954 | 0.61728 | 7.0781 | 19.1076
99025 | jul | 7.4232 | 0.73323 | 6.69 | 14.9656
99026 | jul | 7.8281 | 0.45925 | 7.3689 | 25.8826
99027 | jul | 7.6836 | 0.64132 | 7.0422 | 18.6752
99029 | jul | 7.6982 | 0.40625 | 7.292 | 26.9388
99030 | jul | 7.6934 | 0.62104 | 7.0724 | 18.6658
99031 | jul | 7.9247 | 0.49816 | 7.4265 | 23.6372
99032 | jul | 7.9699 | 0.3407 | 7.6292 | 29.9177
99033 | jul | 7.8026 | 0.58006 | 7.2225 | 19.6303
99034 | jul | 7.6787 | 0.46269 | 7.216 | 25.9598
99036 | jul | 7.8651 | 0.5479 | 7.3172 | 22.2191
99037 | jul | 7.7758 | 0.60184 | 7.174 | 20.2632
99040 | jul | 7.4725 | 0.46856 | 7.004 | 26.2253
99101 | jul | 7.0387 | 0.65509 | 6.3836 | 20.9965
99103 | jul | 7.511 | 0.32103 | 7.19 | 30.6029
99105 | jul | 8.5866 | 0.27701 | 8.3096 | 33.6403
99107 | jul | 6.0098 | 1.0064 | 5.0035 | 9.4529
99109 | jul | 7.0009 | 0.74213 | 6.2588 | 17.5163
99110 | jul | 7.5267 | 0.57165 | 6.9551 | 21.9961
99111 | jul | 8.2158 | 0.42163 | 7.7942 | 26.3496
99113 | jul | 8.3079 | 0.48801 | 7.8199 | 26.3119
99114 | jul | 6.5201 | 0.98888 | 5.5312 | 11.3517
99115 | jul | 7.8599 | 0.16878 | 7.6911 | 34.9157
99116 | jul | 6.6985 | 0.46278 | 6.2357 | 24.2416
99117 | jul | 7.4339 | 0.42109 | 7.0128 | 28.4387
99118 | jul | 5.8684 | 0.98698 | 4.8814 | 11.1266
99119 | jul | 6.553 | 1.0768 | 5.4762 | 7.1931
99121 | jul | 5.7864 | 1.1364 | 4.6501 | 7.1853
99122 | jul | 7.5601 | 0.42133 | 7.1387 | 28.0421
99123 | jul | 7.3346 | 0.3125 | 7.0221 | 29.7334
99125 | jul | 8.4517 | 0.32661 | 8.1251 | 31.2116
99126 | jul | 6.6188 | 0.85447 | 5.7643 | 16.0148
99128 | jul | 7.8018 | 0.57492 | 7.2269 | 19.6145
99129 | jul | 7.3114 | 0.50625 | 6.8052 | 25.816
99130 | jul | 7.8882 | 0.52774 | 7.3605 | 21.2384
99131 | jul | 7.053 | 0.61243 | 6.4406 | 22.4313
99133 | jul | 7.2479 | 0.36004 | 6.8879 | 28.6329
99134 | jul | 7.7991 | 0.33729 | 7.4618 | 30.6723
99135 | jul | 7.5607 | 0.25134 | 7.3094 | 32.0623
99136 | jul | 8.8358 | 0.28861 | 8.5472 | 33.8598
99137 | jul | 7.1003 | 0.58827 | 6.512 | 22.5107
99138 | jul | 6.683 | 0.64394 | 6.0391 | 20.25
99139 | jul | 6.1423 | 1.4603 | 4.682 | -0.80147
99140 | jul | 7.0789 | 0.48839 | 6.5905 | 25.5943
99141 | jul | 6.4265 | 0.94478 | 5.4817 | 13.3233
99143 | jul | 8.7607 | 0.29944 | 8.4612 | 33.2694
99147 | jul | 7.4039 | 0.44309 | 6.9608 | 28.0034
99148 | jul | 7.2834 | 0.66237 | 6.621 | 19.0319
99150 | jul | 6.0027 | 0.90725 | 5.0955 | 13.2209
99153 | jul | 5.7437 | 1.8928 | 3.8509 | -8.2773
99156 | jul | 7.0201 | 0.88541 | 6.1347 | 10.8342
99157 | jul | 6.2375 | 1.1306 | 5.1068 | 7.0485
99158 | jul | 7.9085 | 0.51006 | 7.3985 | 21.8979
99159 | jul | 7.868 | 0.23523 | 7.6328 | 33.7822
99161 | jul | 7.9066 | 0.53931 | 7.3673 | 21.1096
99163 | jul | 8.0652 | 0.50071 | 7.5645 | 23.5693
99164 | jul | 8.0019 | 0.52055 | 7.4813 | 22.6412
99166 | jul | 6.0436 | 0.83819 | 5.2055 | 13.9844
99167 | jul | 6.8812 | 0.67918 | 6.202 | 20.5739
99169 | jul | 8.1769 | 0.23724 | 7.9397 | 33.9816
99170 | jul | 7.9823 | 0.46916 | 7.5131 | 23.9686
99171 | jul | 8.1663 | 0.38431 | 7.782 | 27.6208
99173 | jul | 7.3922 | 0.52667 | 6.8655 | 24.047
99176 | jul | 7.9843 | 0.46576 | 7.5185 | 23.6383
99179 | jul | 8.6542 | 0.51401 | 8.1402 | 29.1347
99180 | jul | 6.8318 | 0.91568 | 5.9161 | 10.6278
99181 | jul | 7.3034 | 0.5873 | 6.7161 | 22.3466
99185 | jul | 7.5136 | 0.37046 | 7.1432 | 29.7761
99201 | jul | 7.9839 | 0.49173 | 7.4921 | 25.4284
99202 | jul | 7.9655 | 0.51589 | 7.4496 | 24.5413
99203 | jul | 7.9902 | 0.5025 | 7.4877 | 25.0466
99204 | jul | 7.9903 | 0.49349 | 7.4968 | 25.3817
99205 | jul | 7.972 | 0.48851 | 7.4835 | 25.5357
99206 | jul | 7.8658 | 0.57009 | 7.2957 | 21.7956
99207 | jul | 7.9618 | 0.5145 | 7.4473 | 24.7128
99208 | jul | 7.9099 | 0.5027 | 7.4072 | 25.0195
99212 | jul | 7.9126 | 0.54821 | 7.3644 | 23.0074
99216 | jul | 7.8072 | 0.597 | 7.2102 | 20.6935
99217 | jul | 7.838 | 0.58292 | 7.2551 | 21.607
99218 | jul | 7.9368 | 0.51387 | 7.423 | 24.8704
99223 | jul | 7.9469 | 0.52709 | 7.4198 | 23.7337
99224 | jul | 7.9496 | 0.4521 | 7.4975 | 26.0197
99251 | jul | 7.9521 | 0.50667 | 7.4455 | 25.2083
99301 | jul | 9.0304 | 0.15891 | 8.8715 | 40.6661
99320 | jul | 8.7864 | 0.1123 | 8.6741 | 41.9606
99321 | jul | 8.3564 | 0.086238 | 8.2702 | 41.8896
99322 | jul | 8.0957 | 0.13845 | 7.9572 | 36.2494
99323 | jul | 9.2993 | 0.15881 | 9.1405 | 42.607
99324 | jul | 9.3759 | 0.30687 | 9.0691 | 35.5027
99326 | jul | 8.7231 | 0.15113 | 8.5719 | 38.8694
99328 | jul | 8.1571 | 0.41168 | 7.7454 | 24.6174
99330 | jul | 9.0444 | 0.11733 | 8.9271 | 42.6551
99336 | jul | 9.182 | 0.11902 | 9.063 | 43.6976
99337 | jul | 9.1421 | 0.14553 | 8.9966 | 41.8524
99338 | jul | 8.9414 | 0.13091 | 8.8105 | 41.4902
99341 | jul | 8.3798 | 0.15376 | 8.2261 | 36.9674
99343 | jul | 8.9255 | 0.10792 | 8.8176 | 42.3824
99344 | jul | 8.653 | 0.10038 | 8.5527 | 41.0156
99347 | jul | 8.2565 | 0.43767 | 7.8188 | 26.1255
99348 | jul | 9.0117 | 0.24274 | 8.7689 | 36.5912
99349 | jul | 8.5546 | 0.083399 | 8.4712 | 42.4347
99350 | jul | 8.6126 | 0.11792 | 8.4946 | 41.0372
99352 | jul | 9.1002 | 0.1094 | 8.9908 | 43.6687
99353 | jul | 9.0136 | 0.10272 | 8.9108 | 43.5751
99354 | jul | 9.0911 | 0.098844 | 8.9923 | 44.1199
99356 | jul | 7.7712 | 0.14887 | 7.6223 | 32.3781
99357 | jul | 8.451 | 0.079876 | 8.3712 | 41.8383
99360 | jul | 9.3544 | 0.20916 | 9.1453 | 40.4014
99361 | jul | 8.7847 | 0.34312 | 8.4415 | 30.4525
99362 | jul | 9.1623 | 0.32094 | 8.8413 | 33.8736
99371 | jul | 8.56 | 0.24524 | 8.3148 | 34.5904
99401 | jul | 8.3421 | 0.5811 | 7.761 | 25.7923
99402 | jul | 8.484 | 0.55878 | 7.9252 | 27.4127
99403 | jul | 8.195 | 0.53294 | 7.662 | 24.955
99501 | jun | 4.0924 | 1.0328 | 3.0596 | 4.746
99502 | jun | 4.1042 | 1.0398 | 3.0644 | 3.9285
99503 | jun | 4.0926 | 1.0345 | 3.0582 | 4.2456
99504 | jun | 3.9858 | 1.1187 | 2.8671 | 2.9096
99505 | jun | 3.9081 | 1.2367 | 2.6713 | 1.7838
99506 | jun | 4.0937 | 1.0449 | 3.0488 | 5.247
99507 | jun | 3.942 | 1.1489 | 2.7931 | 1.4771
99508 | jun | 4.0482 | 1.0668 | 2.9814 | 3.8746
99515 | jun | 4.0547 | 1.0681 | 2.9866 | 2.2882
99516 | jun | 3.698 | 1.3476 | 2.3504 | -3.4175
99517 | jun | 4.123 | 1.0073 | 3.1157 | 5.6387
99518 | jun | 4.0747 | 1.0493 | 3.0255 | 3.4973
99540 | jun | 3.55 | 1.5618 | 1.9882 | -8.6129
99546 | jul | 2.7342 | 2.6179 | 0.11636 | -36.4906
99547 | jun | 2.3701 | 2.3314 | 0.038675 | -30.828
99549 | jun | 3.0569 | 1.7668 | 1.2901 | -6.6556
99551 | jun | 3.4104 | 1.2782 | 2.1321 | 3.0052
99552 | jun | 3.4759 | 1.2789 | 2.197 | 2.9593
99553 | jun | 2.1057 | 1.7728 | 0.33286 | -17.627
99554 | jun | 3.085 | 1.0232 | 2.0618 | 3.7218
99555 | jun | 3.4661 | 1.4725 | 1.9937 | 0.46352
99556 | jun | 3.2428 | 1.0772 | 2.1656 | -3.2415
99557 | may | 2.9889 | 0.80512 | 2.1838 | 0.61179
99558 | jun | 3.3212 | 1.116 | 2.2052 | 3.3031
99559 | jun | 3.2988 | 1.2912 | 2.0075 | 1.9408
99561 | jun | 2.886 | 1.2382 | 1.6478 | -0.4674
99563 | jun | 2.9179 | 1.1133 | 1.8046 | 1.3319
99564 | jun | 2.8332 | 1.9421 | 0.89107 | -10.1603
99565 | jun | 2.8538 | 1.9195 | 0.93428 | -9.8215
99567 | jun | 3.802 | 1.4741 | 2.328 | -0.15274
99568 | jun | 3.3626 | 0.99793 | 2.3647 | -0.99494
99569 | jun | 3.4597 | 1.4864 | 1.9733 | 0.25415
99571 | jun | 2.5425 | 1.8418 | 0.70071 | -13.2579
99572 | jun | 3.4373 | 1.5668 | 1.8706 | -14.5178
99573 | jun | 3.546 | 2.7736 | 0.77232 | -15.8722
99574 | jun | 3.4193 | 3.8659 | -0.44661 | -49.5222
99575 | jun | 3.8123 | 1.4408 | 2.3716 | 2.3537
99576 | jun | 3.2614 | 1.4855 | 1.7759 | -0.96581
99577 | jun | 3.5257 | 1.6837 | 1.8419 | -7.0594
99578 | jun | 3.1943 | 1.3707 | 1.8236 | 0.55239
99579 | jun | 3.3527 | 1.578 | 1.7747 | -1.5135
99580 | jun | 3.5758 | 1.4748 | 2.101 | 1.2619
99581 | jun | 3.0561 | 0.97596 | 2.0801 | 3.6206
99583 | jun | 2.1677 | 1.8252 | 0.34254 | -17.4562
99585 | jun | 3.3191 | 1.1871 | 2.132 | 3.7509
99586 | may | 2.8313 | 1.3849 | 1.4463 | -3.1205
99587 | jun | 3.5862 | 1.7643 | 1.8219 | -13.0009
99588 | may | 3.1722 | 1.0524 | 2.1198 | -3.091
99589 | jun | 3.1069 | 1.4673 | 1.6396 | -1.6203
99590 | jun | 3.2433 | 1.0528 | 2.1905 | 3.6015
99591 | jun | 1.9126 | 1.2737 | 0.63895 | -11.4039
99602 | jun | 3.5405 | 1.1693 | 2.3712 | 3.466
99603 | jun | 3.1309 | 1.4144 | 1.7165 | -10.6278
99604 | jun | 2.7958 | 1.0624 | 1.7334 | 0.61756
99606 | jun | 3.6117 | 1.7162 | 1.8955 | -2.2776
99607 | jun | 3.6034 | 1.2334 | 2.37 | 3.2416
99610 | jun | 3.4325 | 1.0045 | 2.428 | -0.58852
99611 | jun | 3.6627 | 1.1905 | 2.4722 | -3.1542
99612 | jun | 2.3496 | 1.8794 | 0.47026 | -15.9589
99613 | jun | 3.4572 | 1.5351 | 1.9221 | -0.33065
99614 | jun | 2.8668 | 1.2671 | 1.5997 | -0.8803
99615 | jul | 3.0035 | 2.9825 | 0.021015 | -29.4061
99620 | jun | 3.0657 | 0.97051 | 2.0952 | 3.9799
99621 | jun | 3.4077 | 1.2888 | 2.119 | 2.855
99622 | jun | 3.0472 | 1.3194 | 1.7278 | 0.25006
99625 | jun | 3.375 | 1.858 | 1.5171 | -6.0726
99626 | jun | 3.6042 | 1.2331 | 2.3711 | 3.2639
99627 | may | 3.0868 | 0.69055 | 2.3962 | 3.6108
99628 | jun | 3.4209 | 1.4818 | 1.9391 | -0.24967
99630 | jun | 2.4814 | 1.1618 | 1.3196 | -3.2216
99631 | jun | 3.4536 | 1.8698 | 1.5838 | -19.3846
99632 | jun | 2.982 | 1.0407 | 1.9413 | 2.5614
99633 | jun | 3.4811 | 1.475 | 2.0062 | 0.80825
99634 | jun | 3.3767 | 1.2951 | 2.0816 | 2.8072
99636 | jun | 3.574 | 1.4905 | 2.0836 | 1.1169
99638 | jun | 2.1089 | 1.8126 | 0.29628 | -19.6626
99639 | jun | 3.2631 | 1.0579 | 2.2052 | -2.8199
99640 | may | 2.8995 | 1.2145 | 1.685 | -5.3351
99645 | may | 2.8153 | 1.3123 | 1.503 | -10.6933
99647 | jun | 3.4591 | 1.9681 | 1.491 | -7.253
99648 | jun | 2.8142 | 1.9011 | 0.91315 | -10.5489
99649 | jun | 3.2363 | 1.7349 | 1.5015 | -4.6554
99650 | jun | 3.1528 | 1.1434 | 2.0094 | 3.2532
99651 | jun | 3.0984 | 1.4829 | 1.6155 | -2.0983
99653 | may | 2.8224 | 1.1047 | 1.7177 | -5.075
99654 | jun | 4.047 | 1.2392 | 2.8079 | 5.054
99655 | jun | 3.1794 | 1.4465 | 1.7329 | -0.36401
99656 | jun | 3.9423 | 1.532 | 2.4104 | 2.2811
99657 | jun | 3.4954 | 1.1955 | 2.2999 | 3.6226
99658 | jun | 3.1082 | 1.0889 | 2.0193 | 3.4808
99659 | jun | 3.0585 | 1.079 | 1.9796 | 3.379
99660 | jun | 1.8633 | 1.1362 | 0.72702 | -9.6862
99661 | jun | 2.5648 | 1.8824 | 0.68235 | -13.4834
99662 | jun | 2.8653 | 1.0624 | 1.8029 | 1.3303
99664 | jun | 3.3829 | 2.1508 | 1.2322 | -28.7391
99665 | jun | 3.6431 | 1.1362 | 2.5068 | 3.7467
99667 | may | 2.6223 | 0.64958 | 1.9727 | 0.26176
99668 | jun | 3.9983 | 1.5612 | 2.4371 | 2.323
99669 | jun | 3.4887 | 1.061 | 2.4276 | -1.9805
99670 | jun | 3.4564 | 1.4738 | 1.9826 | 0.7387
99671 | jun | 3.0816 | 0.98377 | 2.0978 | 4.4126
99672 | jun | 3.5882 | 1.1106 | 2.4775 | -3.1548
99674 | may | 3.0326 | 0.95295 | 2.0796 | -3.0496
99676 | may | 3.1035 | 0.79852 | 2.3049 | 0.89276
99679 | jun | 3.4969 | 1.2609 | 2.2359 | 3.1489
99681 | jun | 2.814 | 1.1839 | 1.6301 | -0.23366
99682 | may | 2.7607 | 0.68137 | 2.0794 | 1.0628
99683 | jun | 4.0291 | 1.1641 | 2.8649 | 4.4746
99684 | jun | 3.0944 | 1.0946 | 1.9998 | 3.0162
99685 | jun | 2.0657 | 1.7828 | 0.28286 | -18.2223
99686 | jun | 3.6359 | 2.6386 | 0.9973 | -29.5403
99688 | jun | 3.8065 | 1.3774 | 2.4291 | 2.9726
99689 | jun | 3.0826 | 4.0032 | -0.92068 | -64.8407
99691 | may | 3.2674 | 0.73645 | 2.5309 | 5.0902
99692 | jun | 2.1249 | 1.7817 | 0.34317 | -18.2757
99701 | jun | 4.9437 | 1.544 | 3.3997 | 10.4235
99702 | jun | 4.9409 | 1.5604 | 3.3805 | 9.6751
99703 | jun | 5.0392 | 1.4025 | 3.6367 | 11.2673
99704 | jun | 4.793 | 1.386 | 3.407 | 11.0469
99705 | jun | 4.9827 | 1.4729 | 3.5098 | 10.3493
99709 | jun | 4.8579 | 1.4045 | 3.4534 | 11.4704
99712 | jun | 4.6229 | 1.4693 | 3.1536 | 10.8772
99714 | may | 3.4961 | 0.50469 | 2.9914 | 11.6367
99720 | jun | 4.4225 | 1.1301 | 3.2924 | 6.5867
99721 | jun | 3.5578 | 1.1727 | 2.3851 | 4.7007
99722 | jun | 3.4245 | 0.64297 | 2.7815 | 9.5994
99723 | jun | 2.3515 | 0.42294 | 1.9285 | 4.9635
99724 | jun | 4.6906 | 0.96166 | 3.729 | 12.1451
99726 | jun | 4.0543 | 1.2165 | 2.8378 | 6.5788
99727 | jun | 2.7801 | 0.84777 | 1.9323 | 4.1162
99729 | may | 2.9074 | 0.55606 | 2.3513 | 2.3435
99730 | may | 3.2261 | 0.3428 | 2.8833 | 12.6563
99733 | jun | 4.5043 | 1.0901 | 3.4142 | 13.4225
99734 | jun | 3.5195 | 0.52645 | 2.9931 | 8.9391
99736 | jun | 2.6187 | 0.80545 | 1.8132 | 3.9465
99737 | may | 3.3115 | 0.57737 | 2.7342 | 9.6346
99739 | jun | 2.8757 | 0.90274 | 1.9729 | 4.3077
99740 | jun | 4.5224 | 0.79267 | 3.7298 | 12.5274
99741 | jun | 3.9188 | 1.1138 | 2.805 | 5.7303
99742 | jun | 1.9773 | 0.90955 | 1.0678 | -4.24
99743 | may | 3.3086 | 0.55368 | 2.7549 | 6.48
99744 | may | 3.6181 | 0.56137 | 3.0568 | 9.0247
99745 | jun | 4.07 | 1.1825 | 2.8876 | 6.0232
99746 | jun | 3.747 | 0.96332 | 2.7836 | 5.8225
99747 | jun | 2.7923 | 0.38228 | 2.41 | 7.5801
99748 | jun | 3.4557 | 1.0404 | 2.4153 | 4.1372
99749 | jun | 2.3993 | 0.71897 | 1.6803 | 3.5736
99750 | jun | 2.2363 | 0.64489 | 1.5914 | 3.541
99751 | jun | 3.2498 | 0.95154 | 2.2983 | 4.3746
99752 | jun | 2.5687 | 0.70863 | 1.8601 | 4.8136
99753 | jun | 2.9406 | 0.89077 | 2.0498 | 4.4386
99755 | may | 2.9511 | 0.59164 | 2.3595 | 3.4213
99756 | jun | 4.5553 | 1.417 | 3.1383 | 8.1026
99757 | may | 3.2092 | 0.60904 | 2.6002 | 6.1959
99758 | jun | 4.6675 | 1.3841 | 3.2834 | 9.8511
99759 | jun | 1.9785 | 0.43072 | 1.5478 | 4.1116
99760 | jun | 4.724 | 1.4153 | 3.3087 | 10.4571
99761 | jun | 2.3854 | 0.662 | 1.7234 | 4.3568
99762 | jun | 2.6869 | 0.8286 | 1.8583 | 2.9076
99763 | jun | 2.7362 | 0.72973 | 2.0065 | 4.5888
99765 | jun | 3.2776 | 1.0411 | 2.2365 | 3.6115
99766 | jun | 2.0126 | 0.57287 | 1.4397 | 1.7819
99767 | jun | 4.4998 | 1.3948 | 3.105 | 9.036
99768 | jun | 4.0785 | 1.2541 | 2.8244 | 5.493
99769 | jun | 2.0303 | 0.91033 | 1.12 | -4.0103
99770 | jun | 2.8726 | 0.8037 | 2.0689 | 4.4065
99771 | jun | 2.9737 | 0.97338 | 2.0003 | 3.6088
99772 | jun | 2.491 | 0.73361 | 1.7574 | 2.5837
99773 | jun | 3.1697 | 0.8342 | 2.3355 | 4.8314
99774 | jun | 4.7862 | 1.1669 | 3.6194 | 11.0361
99777 | jun | 4.4901 | 1.3652 | 3.1249 | 7.3125
99778 | jun | 2.5486 | 0.79525 | 1.7534 | 1.5424
99780 | may | 3.2028 | 0.65993 | 2.5429 | 9.7972
99781 | jun | 4.3553 | 0.72285 | 3.6325 | 11.9477
99782 | jun | 1.889 | 0.33622 | 1.5528 | 4.2384
99783 | jun | 2.2403 | 0.76273 | 1.4776 | -0.34814
99784 | jun | 2.8022 | 0.88993 | 1.9123 | 3.9795
99785 | jun | 2.3351 | 0.78303 | 1.5521 | 0.182
99786 | jun | 2.6486 | 0.86825 | 1.7803 | 2.9617
99788 | jun | 4.261 | 0.8622 | 3.3988 | 12.5137
99789 | jun | 3.392 | 0.50523 | 2.8868 | 8.3033
99801 | jun | 3.1429 | 3.0238 | 0.11911 | -39.0832
99820 | jun | 3.037 | 4.2029 | -1.1659 | -68.5568
99824 | jun | 3.0783 | 3.3687 | -0.29041 | -45.3986
99825 | jun | 3.1618 | 2.4949 | 0.66691 | -43.9725
99826 | jun | 3.1137 | 2.3718 | 0.74191 | -38.9357
99827 | jun | 3.3639 | 1.6024 | 1.7616 | -17.8499
99829 | jun | 3.0671 | 2.7534 | 0.31367 | -44.3161
99833 | jun | 3.0663 | 4.9383 | -1.8721 | -88.7152
99835 | jun | 2.8799 | 4.1071 | -1.2272 | -80.4808
99840 | jun | 3.4746 | 1.2829 | 2.1917 | -5.6372
99901 | jun | 3.2028 | 5.3481 | -2.1452 | -88.5587
99919 | jun | 3.0882 | 5.1942 | -2.1061 | -86.9686
99921 | jun | 2.9508 | 5.1565 | -2.2057 | -90.9906
99922 | jun | 2.983 | 4.9202 | -1.9372 | -82.2046
99923 | jun | 3.1503 | 4.081 | -0.93075 | -65.3705
99925 | jun | 2.9549 | 5.1993 | -2.2444 | -91.6074
99926 | jun | 3.1954 | 5.4971 | -2.3017 | -93.5278
99927 | jun | 3.0376 | 5.5364 | -2.4988 | -105.4774
99929 | jun | 3.1776 | 4.4429 | -1.2652 | -67.7346
99950 | jun | 3.0298 | 5.3408 | -2.3111 | -96.036
A0A | jul | 3.325 | 3.2581 | 0.066937 | -32.7196
A0B | jul | 3.127 | 3.4538 | -0.32683 | -31.7449
A0C | jul | 3.6728 | 3.1118 | 0.56098 | -25.7097
A0E | jul | 3.0921 | 3.501 | -0.40887 | -34.8364
A0G | jul | 4.0104 | 2.8263 | 1.1842 | -19.8646
A0H | jul | 3.6675 | 3.4593 | 0.20825 | -26.4594
A0J | jul | 3.9479 | 2.8773 | 1.0706 | -16.6656
A0K | jul | 3.1359 | 3.5659 | -0.42999 | -23.8713
A0L | jul | 3.7913 | 3.5666 | 0.22463 | -27.199
A0M | jul | 3.1289 | 4.1629 | -1.0339 | -36.5165
A0N | jul | 3.2708 | 4.0456 | -0.77484 | -33.2443
A0P | jul | 3.311 | 3.7068 | -0.39575 | -16.4456
A0R | may | 2.3508 | 1.9993 | 0.3515 | -13.7673
A1A | jul | 3.6556 | 2.7636 | 0.89196 | -34.2306
A1B | jul | 3.6571 | 2.762 | 0.89507 | -33.6512
A1C | jul | 3.6556 | 2.7636 | 0.89196 | -34.2306
A1E | jul | 3.6481 | 2.8007 | 0.84738 | -34.4618
A1G | jul | 3.6427 | 2.8272 | 0.81551 | -34.7472
A1H | jul | 3.618 | 2.858 | 0.76003 | -34.1052
A1K | jul | 3.6304 | 2.6878 | 0.94261 | -31.2839
A1L | jul | 3.6477 | 2.7657 | 0.88198 | -32.1942
A1M | jul | 3.6727 | 2.7091 | 0.96357 | -31.8499
A1N | jul | 3.6394 | 2.8169 | 0.82246 | -33.9368
A1S | jul | 3.6233 | 2.9196 | 0.70373 | -35.6985
A1V | jul | 4.2066 | 2.7028 | 1.5038 | -19.4886
A1W | jul | 3.6365 | 2.7732 | 0.86337 | -31.9099
A1X | jul | 3.5487 | 2.8473 | 0.70138 | -29.2214
A1Y | jul | 3.5029 | 2.7232 | 0.7797 | -25.6945
A2A | jul | 4.0246 | 2.9233 | 1.1013 | -17.0407
A2B | jul | 3.9882 | 2.9594 | 1.0288 | -17.4453
A2H | jul | 3.8436 | 3.4411 | 0.40247 | -26.4413
A2N | jul | 3.6037 | 3.904 | -0.30036 | -26.721
A2V | may | 2.5444 | 2.2152 | 0.32921 | -14.6846
A5A | jul | 3.613 | 3.2711 | 0.34184 | -27.1672
A8A | jul | 3.9863 | 3.2835 | 0.70288 | -21.7497
B0C | jul | 3.8949 | 3.307 | 0.58791 | -40.5503
B0E | jul | 4.0514 | 3.1691 | 0.88239 | -31.4755
B0H | jul | 4.0194 | 3.5528 | 0.46659 | -29.813
B0J | jul | 4.0295 | 3.68 | 0.34951 | -30.0138
B0K | jul | 4.2666 | 3.1216 | 1.1451 | -20.9077
B0L | jun | 4.1736 | 2.9488 | 1.2248 | -17.3886
B0M | jul | 4.3872 | 3.3433 | 1.0438 | -19.9418
B0N | jul | 4.2559 | 3.272 | 0.98386 | -22.9951
B0P | jul | 4.5533 | 3.2663 | 1.2869 | -19.6048
B0R | jul | 4.4174 | 3.5259 | 0.89158 | -26.2138
B0S | jun | 4.096 | 3.2371 | 0.85888 | -22.2094
B0T | jul | 4.074 | 3.4379 | 0.63612 | -26.784
B0V | jul | 3.9902 | 3.4175 | 0.57266 | -21.6516
B0W | jul | 3.7218 | 3.3464 | 0.3754 | -25.0274
B1A | jul | 3.9699 | 3.1362 | 0.8337 | -32.6414
B1B | jul | 3.8214 | 3.3015 | 0.51989 | -33.7394
B1C | jul | 3.6931 | 3.4199 | 0.27322 | -34.7353
B1E | jul | 4.0517 | 3.0916 | 0.96006 | -32.1908
B1G | jul | 4.0517 | 3.0916 | 0.96006 | -32.1908
B1H | jul | 4.0447 | 3.1002 | 0.94454 | -32.2665
B1J | jul | 3.9149 | 3.1315 | 0.78343 | -30.0732
B1K | jul | 3.8058 | 3.2563 | 0.54949 | -32.1614
B1L | jul | 3.9529 | 3.1975 | 0.75539 | -32.5968
B1M | jul | 3.954 | 3.193 | 0.76097 | -32.5371
B1N | jul | 4.0259 | 3.1305 | 0.89542 | -32.7008
B1P | jul | 3.989 | 3.1656 | 0.8234 | -32.5772
B1R | jul | 4.0016 | 3.1602 | 0.84138 | -32.6701
B1S | jul | 3.9884 | 3.1692 | 0.81922 | -32.5476
B1T | jul | 4.0154 | 3.1565 | 0.85886 | -30.2055
B1V | jul | 4.0577 | 3.1174 | 0.94034 | -33.4669
B1W | jul | 3.9495 | 3.1306 | 0.81896 | -29.7418
B1X | jul | 4.0072 | 3.2357 | 0.77148 | -34.2727
B1Y | jul | 4.0224 | 3.1862 | 0.83623 | -34.223
B2A | jul | 3.986 | 3.1891 | 0.79686 | -33.1814
B2C | jul | 4.1084 | 3.1018 | 1.0066 | -29.1108
B2E | jul | 3.8161 | 2.982 | 0.83415 | -27.0602
B2G | jul | 4.2094 | 3.2239 | 0.98549 | -25.2747
B2H | jul | 4.2422 | 2.8666 | 1.3755 | -18.6462
B2J | jul | 3.7287 | 3.069 | 0.65968 | -28.2134
B2N | jun | 3.9007 | 2.9196 | 0.98114 | -20.7337
B2R | jul | 4.138 | 3.5467 | 0.59132 | -28.0762
B2S | jul | 4.254 | 3.2138 | 1.0402 | -23.5871
B2T | jul | 4.2153 | 3.4107 | 0.80465 | -26.7551
B2V | jul | 3.9813 | 3.6244 | 0.35685 | -27.3864
B2W | jul | 4.0092 | 3.6134 | 0.39584 | -27.7603
B2X | jul | 4.0641 | 3.5886 | 0.4755 | -27.9631
B2Y | jul | 4.0178 | 3.6105 | 0.40731 | -28.1558
B2Z | jul | 4.037 | 3.6007 | 0.43636 | -27.253
B3A | jul | 4.0498 | 3.5964 | 0.45346 | -28.352
B3B | jul | 4.0923 | 3.5766 | 0.51572 | -28.3123
B3E | jul | 4.056 | 3.5932 | 0.46286 | -27.6791
B3G | jul | 3.9344 | 3.6431 | 0.29131 | -27.0259
B3H | jul | 3.9801 | 3.6302 | 0.34994 | -28.5816
B3J | jul | 3.9953 | 3.6227 | 0.37252 | -28.5071
B3K | jul | 4.0244 | 3.6099 | 0.41449 | -28.6092
B3L | jul | 4.0109 | 3.6171 | 0.39377 | -28.7418
B3M | jul | 4.0565 | 3.5996 | 0.45683 | -28.9237
B3N | jul | 3.9984 | 3.6243 | 0.37408 | -28.9306
B3P | jul | 3.956 | 3.6425 | 0.31352 | -28.7834
B3R | jul | 3.9248 | 3.6575 | 0.26731 | -28.8968
B3S | jul | 4.0229 | 3.6154 | 0.40749 | -29.1581
B3T | jul | 3.9631 | 3.6394 | 0.32366 | -29.5398
B3V | jul | 3.9042 | 3.6677 | 0.23647 | -28.8474
B3Z | jul | 4.0458 | 3.6107 | 0.43511 | -28.0719
B4A | jul | 4.1161 | 3.5726 | 0.54343 | -28.7246
B4B | jul | 4.1436 | 3.5494 | 0.59421 | -28.4544
B4C | jul | 4.1578 | 3.5338 | 0.62406 | -28.4693
B4E | jul | 4.173 | 3.4824 | 0.69066 | -28.5425
B4G | jul | 4.1949 | 3.417 | 0.7779 | -27.9245
B4H | jul | 4.5453 | 3.2052 | 1.3401 | -15.0104
B4N | jul | 4.5999 | 3.1209 | 1.479 | -19.2219
B4P | jul | 4.5118 | 3.1101 | 1.4017 | -20.0779
B4R | jul | 4.6614 | 3.0661 | 1.5953 | -17.5089
B4V | jul | 4.3253 | 3.3666 | 0.95861 | -27.5751
B5A | jul | 3.4622 | 3.0325 | 0.42965 | -22.3563
B6L | jul | 4.2124 | 3.2676 | 0.94481 | -21.3895
B9A | jul | 4.158 | 3.2808 | 0.87726 | -29.7233
C0A | jul | 4.4505 | 2.7003 | 1.7502 | -15.8654
C0B | jul | 4.71 | 3.1208 | 1.5892 | -13.7757
C1A | jul | 4.4585 | 2.7129 | 1.7456 | -16.3847
C1B | jul | 4.4488 | 2.7949 | 1.6539 | -16.2451
C1C | jul | 4.4592 | 2.778 | 1.6812 | -16.5488
C1E | jul | 4.5091 | 2.8325 | 1.6766 | -17.3445
C1N | jul | 4.7024 | 2.8727 | 1.8297 | -12.3277
E1A | aug | 4.0259 | 2.918 | 1.1079 | -16.7194
E1B | jul | 4.7239 | 3.6553 | 1.0686 | -17.0671
E1C | jul | 4.7474 | 3.6427 | 1.1047 | -15.9209
E1E | jul | 4.761 | 3.616 | 1.145 | -15.8862
E1G | jul | 4.7707 | 3.6835 | 1.0872 | -15.9013
E1H | aug | 4.0356 | 2.9296 | 1.1059 | -16.2328
E1J | jul | 4.6753 | 3.6976 | 0.97774 | -19.3505
E1N | jun | 4.6342 | 2.9278 | 1.7064 | -12.8877
E1V | jun | 4.623 | 2.8896 | 1.7334 | -11.8935
E1W | jul | 4.7017 | 3.4264 | 1.2753 | -14.5539
E1X | jun | 4.4478 | 2.8546 | 1.5931 | -12.9478
E2A | jun | 4.4504 | 2.9887 | 1.4617 | -12.4648
E2E | jul | 4.1331 | 3.6028 | 0.53022 | -22.9184
E2G | jul | 4.1617 | 3.6244 | 0.53729 | -22.7323
E2H | jul | 4.073 | 3.5919 | 0.48105 | -23.2579
E2J | jul | 3.9872 | 3.625 | 0.36228 | -24.9587
E2K | jul | 4.0493 | 3.5525 | 0.49681 | -22.4269
E2L | jul | 4.0099 | 3.5639 | 0.446 | -22.8947
E2M | jul | 4.0052 | 3.5413 | 0.46394 | -22.4086
E2N | jul | 4.0412 | 3.6294 | 0.41186 | -24.4035
E2P | jul | 3.9744 | 3.6091 | 0.36523 | -24.5689
E2R | jul | 3.9959 | 3.593 | 0.40287 | -23.8782
E2S | jul | 4.0834 | 3.6658 | 0.41761 | -24.5587
E2V | jul | 4.7253 | 3.3235 | 1.4018 | -14.2826
E3A | jul | 4.7427 | 3.5042 | 1.2386 | -15.5347
E3B | jul | 4.7508 | 3.2735 | 1.4773 | -13.6007
E3C | jul | 4.7499 | 3.3827 | 1.3672 | -14.2134
E3E | jul | 4.6991 | 3.4477 | 1.2514 | -14.1442
E3L | jul | 4.556 | 3.0705 | 1.4855 | -14.8446
E3N | jun | 4.2231 | 3.3398 | 0.88333 | -13.9623
E3V | jun | 4.5914 | 3.1167 | 1.4747 | -14.5891
E3Y | jun | 4.437 | 3.4759 | 0.96111 | -14.8752
E3Z | jun | 4.6532 | 3.317 | 1.3362 | -13.3933
E4A | jun | 4.5377 | 3.3295 | 1.2082 | -14.664
E4B | jul | 4.7342 | 3.3852 | 1.349 | -13.4608
E4C | jul | 4.6549 | 3.5504 | 1.1045 | -15.0664
E4E | jul | 4.3966 | 3.7761 | 0.62051 | -23.8595
E4G | jul | 4.5667 | 3.6792 | 0.88751 | -17.6744
E4H | jul | 4.4746 | 3.8576 | 0.61697 | -25.7445
E4J | jul | 4.7061 | 3.7076 | 0.99854 | -17.312
E4K | jul | 4.6071 | 3.6083 | 0.99878 | -18.5128
E4L | jul | 4.5502 | 3.3921 | 1.1581 | -16.3513
E4M | jul | 4.6333 | 3.0516 | 1.5816 | -13.4981
E4N | jul | 4.6854 | 3.224 | 1.4613 | -14.3065
E4P | jul | 4.7035 | 3.4688 | 1.2347 | -15.7035
E4R | jul | 4.8002 | 3.598 | 1.2022 | -14.7854
E4S | jun | 4.4369 | 3.2787 | 1.1582 | -14.5152
E4T | jun | 4.4711 | 3.2515 | 1.2196 | -15.4828
E4V | aug | 4.0951 | 2.9456 | 1.1495 | -15.1032
E4W | jun | 4.4868 | 3.057 | 1.4297 | -14.3369
E4X | jun | 4.5322 | 2.9043 | 1.6278 | -14.8032
E4Y | jun | 4.5438 | 3.1284 | 1.4154 | -14.918
E4Z | jul | 4.6169 | 3.7333 | 0.88355 | -19.3287
E5A | jun | 4.409 | 3.0395 | 1.3695 | -15.393
E5B | jul | 4.3595 | 2.8345 | 1.525 | -16.7032
E5C | jul | 4.3314 | 3.0564 | 1.275 | -18.1242
E5E | jul | 4.0351 | 3.0161 | 1.019 | -16.7016
E5G | aug | 3.4238 | 2.9131 | 0.51077 | -20.0249
E5H | jul | 4.1068 | 3.2719 | 0.83491 | -21.8612
E5J | jul | 4.0245 | 3.4467 | 0.57777 | -22.7379
E5K | jul | 4.1429 | 3.5221 | 0.62085 | -22.2771
E5L | jul | 4.4518 | 3.3264 | 1.1254 | -18.1141
E5M | jul | 4.4708 | 3.4469 | 1.0239 | -17.793
E5N | jul | 4.2674 | 3.6679 | 0.59952 | -21.7354
E5P | jul | 4.5284 | 3.7047 | 0.82367 | -17.7781
E5R | jul | 4.2487 | 3.7798 | 0.4689 | -25.8582
E5S | jul | 4.1342 | 3.5529 | 0.58129 | -22.0738
E5T | jul | 4.4475 | 3.6042 | 0.84325 | -18.3217
E5V | jul | 4.1472 | 2.8978 | 1.2494 | -16.5884
E6A | jun | 4.4183 | 3.4827 | 0.93555 | -17.7845
E6B | jun | 4.4496 | 3.7126 | 0.73706 | -18.6714
E6C | jun | 4.545 | 3.3504 | 1.1947 | -15.8433
E6E | jun | 4.4634 | 3.6281 | 0.8353 | -16.7049
E6G | jun | 4.5005 | 3.5051 | 0.99538 | -15.2655
E6H | jul | 4.6381 | 3.529 | 1.1091 | -14.7567
E6J | jun | 4.4976 | 3.2583 | 1.2393 | -15.169
E6K | jul | 4.601 | 3.3915 | 1.2095 | -14.6807
E6L | jul | 4.6821 | 3.7527 | 0.92943 | -15.567
E7A | jun | 4.4833 | 3.2387 | 1.2446 | -12.8506
E7B | jun | 4.4401 | 3.3389 | 1.1011 | -16.5042
E7C | jun | 4.4548 | 3.39 | 1.0648 | -16.3803
E7E | jun | 4.5142 | 3.369 | 1.1452 | -14.4299
E7G | jun | 4.3342 | 3.5319 | 0.80235 | -16.9668
E7H | jun | 4.5824 | 3.5635 | 1.019 | -16.2151
E7J | jun | 4.556 | 3.6435 | 0.9125 | -16.5133
E7K | jun | 4.6416 | 3.2548 | 1.3868 | -11.7508
E7L | jun | 4.4236 | 3.7503 | 0.67331 | -18.55
E7M | jun | 4.6125 | 3.291 | 1.3215 | -12.3214
E7N | jun | 4.5563 | 3.4539 | 1.1024 | -14.0875
E7P | jun | 4.4944 | 3.6215 | 0.87292 | -16.8142
E8A | jun | 4.2992 | 3.5207 | 0.77846 | -16.8718
E8B | jun | 4.2558 | 3.2742 | 0.98159 | -13.7443
E8C | jun | 4.2241 | 3.359 | 0.86506 | -13.5952
E8E | jun | 4.1686 | 3.3855 | 0.78305 | -14.287
E8G | jun | 4.2083 | 3.2841 | 0.92419 | -13.8909
E8J | jun | 4.3508 | 3.0927 | 1.2581 | -12.109
E8K | jun | 4.3446 | 3.1027 | 1.2419 | -12.6809
E8L | jun | 4.4885 | 2.9099 | 1.5785 | -12.4439
E8M | jun | 4.445 | 2.922 | 1.523 | -13.0972
E8N | jun | 4.4031 | 3.1104 | 1.2927 | -13.8832
E8P | jun | 4.3294 | 2.9864 | 1.343 | -14.2932
E8R | jun | 4.4262 | 3.0237 | 1.4024 | -13.2927
E8S | jun | 4.2516 | 2.9905 | 1.2611 | -15.249
E8T | jun | 4.2086 | 3.044 | 1.1646 | -16.1891
E9A | jun | 4.5272 | 2.7821 | 1.7451 | -13.574
E9B | jun | 4.6145 | 3.1658 | 1.4488 | -14.0339
E9C | jun | 4.5271 | 3.3062 | 1.2209 | -15.5323
E9E | jun | 4.3323 | 3.2993 | 1.033 | -14.7006
E9G | jun | 4.576 | 2.8066 | 1.7694 | -12.157
E9H | jun | 4.4848 | 2.7931 | 1.6917 | -12.5798
G0A | jun | 4.2908 | 4.1277 | 0.16308 | -19.0197
G0C | jun | 4.0587 | 3.4604 | 0.59831 | -17.4791
G0E | jun | 3.9169 | 3.1962 | 0.72067 | -16.7196
G0G | jul | 3.7067 | 4.1069 | -0.40019 | -19.3615
G0H | jun | 3.9369 | 3.6933 | 0.24356 | -16.8119
G0J | jun | 4.1016 | 3.3095 | 0.7921 | -16.3058
G0K | jun | 4.2976 | 3.244 | 1.0536 | -16.1428
G0L | jun | 4.336 | 3.2749 | 1.0611 | -13.8938
G0M | jul | 4.4307 | 4.0151 | 0.41569 | -13.8449
G0N | jul | 4.5175 | 4.2092 | 0.30825 | -17.8158
G0P | jul | 4.6858 | 4.1215 | 0.56437 | -18.7168
G0R | jun | 4.3898 | 3.7506 | 0.63913 | -16.0341
G0S | jun | 4.5942 | 3.8581 | 0.73607 | -14.7356
G0T | jun | 4.2536 | 3.5728 | 0.6808 | -14.922
G0V | jun | 4.333 | 3.9746 | 0.35841 | -18.7407
G0W | jun | 4.1418 | 3.6031 | 0.53867 | -13.0701
G0X | jun | 4.4636 | 3.7781 | 0.68551 | -12.9523
G0Y | jul | 4.4198 | 4.2254 | 0.19439 | -18.5245
G0Z | jun | 4.7313 | 3.5268 | 1.2045 | -11.3576
G1B | jun | 4.5513 | 4.3759 | 0.17535 | -22.3506
G1C | jun | 4.6113 | 4.3129 | 0.29846 | -20.444
G1E | jun | 4.6276 | 4.2922 | 0.33544 | -19.8813
G1G | jun | 4.6164 | 4.3104 | 0.30602 | -20.8678
G1H | jun | 4.6398 | 4.287 | 0.35279 | -20.1082
G1J | jun | 4.6535 | 4.2684 | 0.38515 | -19.3863
G1K | jun | 4.6774 | 4.2458 | 0.43157 | -18.7006
G1L | jun | 4.6628 | 4.2669 | 0.39593 | -19.3944
G1M | jun | 4.6786 | 4.2541 | 0.42453 | -19.0383
G1N | jun | 4.6972 | 4.238 | 0.45928 | -18.4853
G1P | jun | 4.6987 | 4.2333 | 0.46535 | -18.5685
G1R | jun | 4.6816 | 4.2397 | 0.44188 | -18.5188
G1S | jun | 4.7066 | 4.2297 | 0.47699 | -18.12
G1T | jun | 4.7326 | 4.2091 | 0.52351 | -17.4764
G1V | jun | 4.7247 | 4.2109 | 0.51377 | -17.7491
G1W | jun | 4.749 | 4.1865 | 0.56246 | -17.0856
G1X | jun | 4.736 | 4.1914 | 0.54462 | -17.5367
G1Y | jun | 4.7602 | 4.1563 | 0.60396 | -16.8269
G2A | jun | 4.6301 | 4.3242 | 0.30597 | -20.8928
G2B | jun | 4.6638 | 4.2714 | 0.39241 | -19.7499
G2C | jun | 4.6767 | 4.2557 | 0.42101 | -19.2835
G2E | jun | 4.7021 | 4.2274 | 0.47472 | -18.6123
G2G | jun | 4.7188 | 4.2042 | 0.51464 | -18.123
G2J | jun | 4.6562 | 4.2747 | 0.38158 | -19.7209
G2K | jun | 4.6433 | 4.2887 | 0.3546 | -20.1776
G2L | jun | 4.6 | 4.32 | 0.28 | -21.2198
G2M | jun | 4.5583 | 4.3811 | 0.17719 | -22.5812
G2N | jun | 4.5819 | 4.3638 | 0.21807 | -22.0806
G3A | jun | 4.7135 | 4.1778 | 0.53566 | -17.4768
G3B | jul | 4.4955 | 5.345 | -0.84941 | -25.0627
G3C | jul | 4.2477 | 5.6684 | -1.4207 | -31.4559
G3E | jun | 4.624 | 4.3141 | 0.30985 | -20.8702
G3G | jun | 4.5716 | 4.402 | 0.16962 | -22.5704
G3H | jun | 4.6366 | 4.2672 | 0.36935 | -17.9214
G3J | jun | 4.6243 | 4.3651 | 0.2592 | -20.9921
G3K | jun | 4.6665 | 4.2824 | 0.38412 | -19.6819
G3L | jul | 4.4351 | 5.3335 | -0.89841 | -25.2888
G3M | jun | 4.6826 | 4.0345 | 0.64809 | -14.9171
G3N | jun | 4.5775 | 4.5097 | 0.06782 | -21.9315
G3Z | jul | 4.236 | 4.7242 | -0.48822 | -26.3414
G4A | jun | 4.1541 | 3.6995 | 0.45466 | -17.23
G4R | jul | 3.8073 | 3.5708 | 0.23653 | -18.0867
G4S | jul | 3.8673 | 3.4814 | 0.38591 | -18.5351
G4T | jul | 4.1697 | 2.1336 | 2.0361 | -9.3958
G4V | jun | 3.9547 | 3.1517 | 0.80303 | -15.9765
G4W | jun | 4.113 | 3.0973 | 1.0157 | -14.6544
G4X | jun | 4.0081 | 3.0042 | 1.004 | -16.1365
G4Z | jun | 4.0483 | 3.0708 | 0.97747 | -15.4615
G5A | jul | 4.3906 | 3.5635 | 0.82709 | -14.7518
G5B | jul | 3.9929 | 3.3803 | 0.61261 | -15.7412
G5C | jun | 4.0662 | 2.9831 | 1.0831 | -13.8293
G5H | jun | 4.3224 | 2.6837 | 1.6388 | -10.9476
G5J | jun | 4.1831 | 3.2912 | 0.89194 | -15.1349
G5L | jun | 4.2738 | 2.8674 | 1.4064 | -10.9979
G5M | jun | 4.2867 | 2.7761 | 1.5105 | -10.9232
G5N | jun | 4.2801 | 2.8811 | 1.399 | -11.9699
G5R | jun | 4.3753 | 2.6902 | 1.6851 | -10.4337
G5T | jun | 4.4554 | 3.2846 | 1.1709 | -14.2362
G5V | jun | 4.5293 | 3.6094 | 0.91989 | -15.9451
G5X | jun | 4.4156 | 3.8999 | 0.51567 | -14.0342
G5Y | jul | 4.4868 | 3.969 | 0.51789 | -13.5781
G5Z | jul | 4.494 | 3.9277 | 0.56629 | -12.9872
G6A | jul | 4.4953 | 3.9711 | 0.52419 | -13.7083
G6B | jul | 4.3724 | 4.0146 | 0.35782 | -16.104
G6C | jun | 4.6689 | 4.1334 | 0.53557 | -16.8478
G6E | jun | 4.4427 | 3.9055 | 0.53719 | -14.7396
G6G | jul | 4.5379 | 4.2731 | 0.26486 | -19.2838
G6H | jul | 4.5354 | 4.3244 | 0.21095 | -20.3581
G6J | jun | 4.7028 | 4.0318 | 0.67108 | -15.7745
G6K | jun | 4.7299 | 4.1084 | 0.62146 | -16.2752
G6L | jul | 4.8412 | 3.8069 | 1.0343 | -14.5345
G6P | jul | 4.822 | 3.8141 | 1.008 | -14.707
G6R | jul | 4.8725 | 3.7836 | 1.0889 | -13.1185
G6S | jul | 4.8388 | 3.7526 | 1.0862 | -13.9126
G6T | jul | 4.879 | 3.7506 | 1.1283 | -12.8603
G6V | jun | 4.6655 | 4.2165 | 0.44904 | -17.994
G6W | jun | 4.7292 | 4.1797 | 0.54947 | -16.9214
G6X | jun | 4.7373 | 4.1423 | 0.59502 | -16.4643
G6Z | jun | 4.6866 | 4.0823 | 0.60432 | -16.1341
G7A | jun | 4.7323 | 4.0659 | 0.66643 | -16.0847
G7B | jun | 4.675 | 3.6272 | 1.0478 | -10.9427
G7G | jun | 4.7486 | 3.6073 | 1.1413 | -11.0703
G7H | jun | 4.7896 | 3.5655 | 1.2241 | -10.1151
G7J | jun | 4.8527 | 3.532 | 1.3206 | -9.359
G7K | jun | 4.8279 | 3.5547 | 1.2732 | -9.7102
G7N | jun | 4.6402 | 3.7403 | 0.89993 | -13.1594
G7P | jun | 4.7187 | 3.6271 | 1.0916 | -13.1782
G7S | jun | 4.8258 | 3.553 | 1.2728 | -9.7984
G7T | jun | 4.8232 | 3.5564 | 1.2668 | -9.7669
G7X | jun | 4.7219 | 3.5851 | 1.1368 | -12.4701
G7Y | jun | 4.7414 | 3.6411 | 1.1003 | -11.4757
G7Z | jun | 4.8024 | 3.5669 | 1.2354 | -10.317
G8A | jun | 4.7642 | 3.5807 | 1.1835 | -11.3703
G8B | jun | 4.74 | 3.222 | 1.518 | -10.3923
G8C | jun | 4.7367 | 3.2115 | 1.5252 | -10.2742
G8E | jun | 4.7478 | 3.1968 | 1.551 | -10.5118
G8G | jun | 4.6624 | 3.2088 | 1.4537 | -11.0335
G8H | jun | 4.6961 | 3.0466 | 1.6495 | -8.4383
G8J | jun | 4.599 | 3.1351 | 1.4639 | -8.1114
G8K | jun | 4.7341 | 2.9219 | 1.8122 | -5.9282
G8L | jun | 4.7187 | 2.9982 | 1.7205 | -7.0357
G8M | jun | 4.6991 | 2.9875 | 1.7116 | -6.391
G8N | jun | 4.6584 | 3.342 | 1.3164 | -12.5872
G8P | may | 3.2209 | 2.5082 | 0.71266 | -13.429
G8T | jul | 4.9458 | 3.6825 | 1.2634 | -9.4
G8V | jul | 4.9476 | 3.7073 | 1.2403 | -9.545
G8W | jul | 4.9187 | 3.6942 | 1.2245 | -9.7505
G8Y | jul | 4.9493 | 3.6173 | 1.332 | -8.9508
G8Z | jun | 4.7929 | 3.4223 | 1.3706 | -8.7246
G9A | jul | 4.9519 | 3.5766 | 1.3753 | -8.7377
G9B | jul | 4.9866 | 3.4724 | 1.5142 | -7.8102
G9C | jul | 4.9166 | 3.6087 | 1.308 | -9.3902
G9H | jul | 4.9293 | 3.6525 | 1.2768 | -9.65
G9N | jul | 4.836 | 3.5813 | 1.2547 | -10.7146
G9P | jul | 4.8525 | 3.557 | 1.2955 | -10.3224
G9R | jul | 4.7089 | 3.6551 | 1.0538 | -12.854
G9T | jul | 4.7843 | 3.6434 | 1.1409 | -11.5351
G9X | jun | 4.5388 | 3.7742 | 0.76457 | -13.3523
H0M | jul | 5.4298 | 2.9855 | 2.4442 | -3.1858
H1A | jul | 5.381 | 3.3035 | 2.0776 | -6.1305
H1B | jul | 5.4144 | 3.3518 | 2.0625 | -6.2979
H1C | jul | 5.4009 | 3.3237 | 2.0771 | -6.177
H1E | jul | 5.4355 | 3.3673 | 2.0682 | -6.2642
H1G | jul | 5.4467 | 3.3828 | 2.0639 | -6.1895
H1H | jul | 5.4582 | 3.3892 | 2.069 | -6.0916
H1J | jul | 5.4497 | 3.3891 | 2.0606 | -6.368
H1K | jul | 5.4434 | 3.3899 | 2.0535 | -6.4112
H1L | jul | 5.4366 | 3.3896 | 2.047 | -6.4436
H1M | jul | 5.4627 | 3.4148 | 2.0479 | -6.4736
H1N | jul | 5.4852 | 3.393 | 2.0922 | -5.5403
H1P | jul | 5.4662 | 3.4085 | 2.0577 | -6.3657
H1R | jul | 5.4717 | 3.4129 | 2.0589 | -6.3015
H1S | jul | 5.48 | 3.429 | 2.051 | -6.4509
H1T | jul | 5.4796 | 3.4308 | 2.0488 | -6.4379
H1V | jul | 5.4689 | 3.4153 | 2.0536 | -6.2881
H1W | jul | 5.4771 | 3.418 | 2.0592 | -6.162
H1X | jul | 5.4835 | 3.4308 | 2.0527 | -6.3065
H1Y | jul | 5.4895 | 3.4349 | 2.0545 | -6.2265
H1Z | jul | 5.4746 | 3.4068 | 2.0678 | -6.1183
H2A | jul | 5.4843 | 3.4249 | 2.0594 | -6.2334
H2B | jul | 5.463 | 3.3849 | 2.078 | -5.9462
H2C | jul | 5.4672 | 3.3773 | 2.0899 | -5.7609
H2E | jul | 5.4831 | 3.4142 | 2.069 | -6.0446
H2G | jul | 5.4905 | 3.4301 | 2.0604 | -6.1258
H2H | jul | 5.4931 | 3.4376 | 2.0555 | -6.1522
H2J | jul | 5.4952 | 3.4374 | 2.0578 | -6.0966
H2K | jul | 5.4841 | 3.4222 | 2.0619 | -6.0634
H2L | jul | 5.4907 | 3.4276 | 2.0632 | -5.9881
H2M | jul | 5.4745 | 3.3904 | 2.084 | -5.8375
H2N | jul | 5.4767 | 3.3818 | 2.0949 | -5.6652
H2P | jul | 5.4803 | 3.3945 | 2.0859 | -5.7904
H2R | jul | 5.485 | 3.4056 | 2.0794 | -5.8638
H2S | jul | 5.4895 | 3.4186 | 2.0709 | -5.9526
H2T | jul | 5.4954 | 3.4305 | 2.0649 | -5.9696
H2V | jul | 5.495 | 3.4189 | 2.076 | -5.8109
H2W | jul | 5.499 | 3.4409 | 2.0581 | -6.0153
H2X | jul | 5.4954 | 3.4333 | 2.0621 | -5.9519
H2Y | jul | 5.4897 | 3.4171 | 2.0726 | -5.8351
H2Z | jul | 5.4939 | 3.4283 | 2.0655 | -5.9068
H3A | jul | 5.5012 | 3.4402 | 2.061 | -5.9094
H3B | jul | 5.4994 | 3.4346 | 2.0648 | -5.8489
H3C | jul | 5.4904 | 3.4135 | 2.0769 | -5.7338
H3E | jul | 5.5014 | 3.4097 | 2.0917 | -5.4077
H3G | jul | 5.5031 | 3.4423 | 2.0608 | -5.86
H3H | jul | 5.5028 | 3.4377 | 2.0651 | -5.8381
H3J | jul | 5.5031 | 3.4384 | 2.0647 | -5.7711
H3K | jul | 5.5002 | 3.4256 | 2.0746 | -5.6567
H3L | jul | 5.4695 | 3.3662 | 2.1033 | -5.5623
H3M | jul | 5.4667 | 3.3439 | 2.1228 | -5.309
H3N | jul | 5.4859 | 3.3983 | 2.0876 | -5.7212
H3P | jul | 5.4857 | 3.3892 | 2.0965 | -5.6041
H3R | jul | 5.4885 | 3.3818 | 2.1067 | -5.452
H3S | jul | 5.4935 | 3.397 | 2.0965 | -5.5431
H3T | jul | 5.4972 | 3.4077 | 2.0895 | -5.5943
H3V | jul | 5.5004 | 3.4213 | 2.0791 | -5.6855
H3W | jul | 5.4984 | 3.3934 | 2.105 | -5.396
H3X | jul | 5.4996 | 3.3817 | 2.118 | -5.2349
H3Y | jul | 5.5039 | 3.4237 | 2.0802 | -5.6152
H3Z | jul | 5.5064 | 3.4331 | 2.0733 | -5.6576
H4A | jul | 5.5062 | 3.4088 | 2.0974 | -5.3821
H4B | jul | 5.5083 | 3.3917 | 2.1166 | -5.1613
H4C | jul | 5.5103 | 3.4264 | 2.0839 | -5.4724
H4E | jul | 5.5142 | 3.4322 | 2.082 | -5.407
H4G | jul | 5.5099 | 3.4335 | 2.0764 | -5.5123
H4H | jul | 5.5161 | 3.4426 | 2.0735 | -5.4293
H4J | jul | 5.4657 | 3.3289 | 2.1368 | -5.1373
H4K | jul | 5.4657 | 3.3027 | 2.163 | -4.8421
H4L | jul | 5.4786 | 3.3493 | 2.1293 | -5.218
H4M | jul | 5.4855 | 3.3419 | 2.1436 | -5.0463
H4N | jul | 5.479 | 3.3665 | 2.1125 | -5.4227
H4P | jul | 5.4916 | 3.365 | 2.1266 | -5.2061
H4R | jul | 5.4775 | 3.3141 | 2.1633 | -4.8491
H4S | jul | 5.4808 | 3.284 | 2.1968 | -4.4836
H4T | jul | 5.4919 | 3.3248 | 2.1671 | -4.785
H4V | jul | 5.5044 | 3.3751 | 2.1293 | -5.0788
H4W | jul | 5.5007 | 3.3499 | 2.1508 | -4.9013
H4X | jul | 5.5104 | 3.3718 | 2.1387 | -4.9398
H4Y | jul | 5.4922 | 3.2787 | 2.2135 | -4.3003
H7A | jul | 5.3991 | 3.32 | 2.0791 | -6.1305
H7B | jul | 5.3877 | 3.3282 | 2.0595 | -6.1117
H7C | jul | 5.4212 | 3.3566 | 2.0645 | -6.0663
H7E | jul | 5.4143 | 3.3496 | 2.0648 | -5.9495
H7G | jul | 5.4483 | 3.3593 | 2.0891 | -5.7258
H7H | jul | 5.3615 | 3.3287 | 2.0328 | -5.853
H7J | jul | 5.3669 | 3.3299 | 2.037 | -6.0076
H7K | jul | 5.3902 | 3.3307 | 2.0595 | -5.7548
H7L | jul | 5.3894 | 3.3253 | 2.0641 | -5.6503
H7M | jul | 5.4228 | 3.3372 | 2.0856 | -5.6196
H7N | jul | 5.451 | 3.3528 | 2.0982 | -5.6274
H7P | jul | 5.3849 | 3.3264 | 2.0585 | -5.6775
H7R | jul | 5.3668 | 3.333 | 2.0338 | -5.7074
H7S | jul | 5.4379 | 3.3251 | 2.1129 | -5.3466
H7T | jul | 5.4237 | 3.3133 | 2.1105 | -5.2399
H7V | jul | 5.451 | 3.3119 | 2.139 | -5.0751
H7W | jul | 5.445 | 3.3021 | 2.1429 | -4.9476
H7X | jul | 5.4147 | 3.3145 | 2.1002 | -5.1763
H7Y | jul | 5.3915 | 3.3257 | 2.0658 | -5.3117
H8N | jul | 5.517 | 3.4033 | 2.1136 | -5.0691
H8P | jul | 5.5217 | 3.4284 | 2.0933 | -5.1348
H8R | jul | 5.5182 | 3.3728 | 2.1454 | -4.7844
H8S | jul | 5.5132 | 3.3394 | 2.1737 | -4.6096
H8T | jul | 5.5087 | 3.3089 | 2.1998 | -4.4232
H8Y | jul | 5.4436 | 3.3011 | 2.1425 | -4.802
H8Z | jul | 5.4122 | 3.3191 | 2.0931 | -5.0082
H9A | jul | 5.4283 | 3.3124 | 2.1159 | -4.8081
H9B | jul | 5.4506 | 3.2988 | 2.1518 | -4.6364
H9C | jul | 5.3898 | 3.332 | 2.0578 | -5.1525
H9E | jul | 5.3927 | 3.3374 | 2.0553 | -4.8993
H9G | jul | 5.4402 | 3.3101 | 2.1301 | -4.5648
H9H | jul | 5.4338 | 3.317 | 2.1169 | -4.5362
H9J | jul | 5.4389 | 3.323 | 2.1158 | -4.3042
H9K | jul | 5.4116 | 3.3353 | 2.0763 | -4.5066
H9P | jul | 5.4853 | 3.2852 | 2.2001 | -4.3554
H9R | jul | 5.4654 | 3.2953 | 2.17 | -4.3095
H9S | jul | 5.5033 | 3.2776 | 2.2257 | -3.9748
H9W | jul | 5.4758 | 3.3094 | 2.1664 | -3.8293
H9X | jul | 5.4258 | 3.3315 | 2.0943 | -4.1043
J0A | jul | 4.8118 | 3.962 | 0.84983 | -14.768
J0B | jul | 4.6463 | 4.2227 | 0.42366 | -16.7452
J0C | jun | 4.8013 | 3.4317 | 1.3696 | -9.5345
J0E | jun | 4.7237 | 4.0057 | 0.71793 | -15.7347
J0G | jul | 5.0582 | 3.368 | 1.6902 | -6.9852
J0H | jun | 4.8742 | 3.5528 | 1.3214 | -9.823
J0J | jun | 5.1344 | 3.3742 | 1.7602 | -6.3791
J0K | jul | 4.548 | 3.8205 | 0.72753 | -13.5853
J0L | jul | 5.349 | 3.4788 | 1.8702 | -5.4685
J0M | jun | 2.9167 | 2.2052 | 0.71145 | -7.4226
J0N | jul | 5.2478 | 3.3389 | 1.9089 | -6.5003
J0P | jul | 5.248 | 3.3465 | 1.9015 | -5.9677
J0R | jul | 4.7555 | 3.7828 | 0.97271 | -16.2988
J0S | jul | 5.4258 | 3.2668 | 2.1589 | -3.725
J0T | jul | 4.5109 | 3.9433 | 0.56759 | -15.4076
J0V | jul | 4.8009 | 3.4362 | 1.3647 | -12.1738
J0W | may | 3.6447 | 2.8029 | 0.84178 | -13.5783
J0X | jul | 4.9103 | 3.2453 | 1.665 | -7.904
J0Y | may | 3.4762 | 2.6518 | 0.82443 | -10.2414
J0Z | may | 3.8489 | 2.7584 | 1.0905 | -8.6613
J1A | jul | 4.6991 | 3.9941 | 0.70496 | -14.0904
J1C | jun | 4.6281 | 3.8582 | 0.76986 | -13.3505
J1E | jun | 4.608 | 3.8277 | 0.7803 | -12.7827
J1G | jun | 4.585 | 3.827 | 0.75805 | -12.8204
J1H | jun | 4.6184 | 3.8328 | 0.78562 | -12.6733
J1J | jun | 4.6458 | 3.8159 | 0.82992 | -12.2148
J1K | jun | 4.641 | 3.8177 | 0.82334 | -12.0949
J1L | jun | 4.6345 | 3.8304 | 0.80408 | -12.6914
J1M | jun | 4.5633 | 3.8548 | 0.70848 | -12.6792
J1N | jun | 4.6349 | 3.8359 | 0.79904 | -12.7004
J1R | jun | 4.6188 | 3.851 | 0.76784 | -13.3886
J1S | jun | 4.6242 | 3.8555 | 0.76875 | -14.0651
J1T | jun | 4.6319 | 3.8055 | 0.82647 | -14.9377
J1X | jun | 4.5923 | 3.9349 | 0.65736 | -14.8641
J1Z | jun | 4.8255 | 3.3485 | 1.477 | -9.4615
J2A | jun | 4.7881 | 3.4476 | 1.3405 | -10.6551
J2B | jun | 4.837 | 3.3849 | 1.4521 | -9.5387
J2C | jun | 4.8377 | 3.3831 | 1.4546 | -9.8062
J2E | jun | 4.8454 | 3.3826 | 1.4629 | -9.5886
J2G | jun | 4.8821 | 3.7894 | 1.0927 | -12.5239
J2H | jun | 4.8496 | 3.8012 | 1.0484 | -12.7413
J2J | jun | 4.9111 | 3.7177 | 1.1934 | -11.465
J2K | jun | 4.9143 | 3.9002 | 1.014 | -13.2358
J2L | jun | 4.8411 | 3.9596 | 0.8815 | -14.53
J2M | jun | 4.7283 | 4.0184 | 0.70981 | -16.2259
J2N | jun | 5.0216 | 3.5958 | 1.4258 | -9.6595
J2R | jun | 4.9345 | 3.4539 | 1.4806 | -8.6677
J2S | jun | 4.9736 | 3.4263 | 1.5473 | -8.51
J2T | jun | 4.9537 | 3.4239 | 1.5298 | -8.5644
J2W | jul | 5.3867 | 3.3964 | 1.9903 | -5.219
J2X | jun | 5.1304 | 3.3225 | 1.8079 | -6.3259
J2Y | jul | 5.4109 | 3.3902 | 2.0207 | -4.7058
J3A | jul | 5.3552 | 3.4704 | 1.8848 | -5.6904
J3B | jun | 5.1447 | 3.2774 | 1.8674 | -5.6045
J3E | jul | 5.3248 | 3.3922 | 1.9327 | -6.7857
J3G | jul | 5.2665 | 3.4876 | 1.7788 | -7.3773
J3H | jul | 5.261 | 3.5323 | 1.7287 | -7.525
J3L | jul | 5.3508 | 3.4259 | 1.9249 | -5.9649
J3M | jun | 5.0932 | 3.4101 | 1.6831 | -7.3368
J3N | jul | 5.3161 | 3.431 | 1.8851 | -6.625
J3P | jul | 5.1041 | 3.2896 | 1.8146 | -6.3166
J3R | jul | 5.1136 | 3.3353 | 1.7783 | -6.8003
J3T | jul | 5.0173 | 3.408 | 1.6093 | -7.0816
J3V | jul | 5.3625 | 3.3753 | 1.9872 | -6.232
J3X | jul | 5.338 | 3.2985 | 2.0395 | -6.2401
J3Y | jul | 5.4269 | 3.3028 | 2.1241 | -5.2582
J3Z | jul | 5.4111 | 3.3165 | 2.0946 | -5.4821
J4B | jul | 5.3866 | 3.3549 | 2.0317 | -6.3984
J4G | jul | 5.4315 | 3.3825 | 2.049 | -6.318
J4H | jul | 5.4555 | 3.3858 | 2.0697 | -6.0289
J4J | jul | 5.4449 | 3.37 | 2.0749 | -5.9714
J4K | jul | 5.4629 | 3.3763 | 2.0866 | -5.7846
J4L | jul | 5.4422 | 3.34 | 2.1022 | -5.6521
J4M | jul | 5.4251 | 3.344 | 2.0811 | -5.9082
J4N | jul | 5.4235 | 3.36 | 2.0634 | -6.1249
J4P | jul | 5.4704 | 3.379 | 2.0914 | -5.6854
J4R | jul | 5.4729 | 3.3686 | 2.1043 | -5.5082
J4S | jul | 5.4764 | 3.3576 | 2.1188 | -5.3176
J4T | jul | 5.4574 | 3.3371 | 2.1203 | -5.4052
J4V | jul | 5.4616 | 3.3314 | 2.1301 | -5.2802
J4W | jul | 5.4761 | 3.3358 | 2.1402 | -5.091
J4X | jul | 5.4874 | 3.3316 | 2.1558 | -4.8466
J4Y | jul | 5.4788 | 3.2917 | 2.1871 | -4.6115
J4Z | jul | 5.4629 | 3.2691 | 2.1939 | -4.5725
J5A | jul | 5.4874 | 3.4246 | 2.0628 | -4.996
J5B | jul | 5.4953 | 3.4012 | 2.0941 | -4.891
J5C | jul | 5.5118 | 3.4315 | 2.0803 | -5.1016
J5J | jul | 4.9978 | 3.3828 | 1.615 | -10.1436
J5K | jul | 4.9272 | 3.4854 | 1.4419 | -12.3773
J5L | jul | 4.9192 | 3.4291 | 1.49 | -11.9397
J5M | jul | 5.1061 | 3.3375 | 1.7686 | -8.3957
J5R | jul | 5.4828 | 3.3044 | 2.1785 | -4.3306
J5T | jul | 5.1906 | 3.3576 | 1.8329 | -6.8266
J5V | jul | 5.0513 | 3.329 | 1.7223 | -6.457
J5W | jul | 5.2558 | 3.291 | 1.9647 | -6.455
J5X | jul | 5.2692 | 3.2976 | 1.9716 | -6.638
J5Y | jul | 5.3283 | 3.2652 | 2.0631 | -5.8414
J5Z | jul | 5.3198 | 3.2485 | 2.0712 | -6.0482
J6A | jul | 5.3336 | 3.2381 | 2.0955 | -5.8904
J6E | jul | 5.1378 | 3.3183 | 1.8195 | -8.1574
J6J | jul | 5.5021 | 3.3002 | 2.2019 | -3.9467
J6K | jul | 5.4988 | 3.324 | 2.1748 | -4.1296
J6N | jul | 5.4738 | 3.3293 | 2.1444 | -3.7245
J6R | jul | 5.4822 | 3.3582 | 2.1239 | -4.2263
J6S | jul | 5.4053 | 3.3003 | 2.105 | -3.3383
J6T | jul | 5.4031 | 3.2863 | 2.1167 | -3.2093
J6V | jul | 5.361 | 3.2626 | 2.0984 | -5.9645
J6W | jul | 5.3687 | 3.3019 | 2.0668 | -6.0878
J6X | jul | 5.3111 | 3.3225 | 1.9886 | -6.2879
J6Y | jul | 5.307 | 3.3359 | 1.971 | -6.3337
J6Z | jul | 5.3235 | 3.3356 | 1.988 | -6.1685
J7A | jul | 5.3336 | 3.3357 | 1.9979 | -6.1239
J7B | jul | 5.2956 | 3.3429 | 1.9528 | -6.4555
J7C | jul | 5.2199 | 3.3583 | 1.8616 | -7.1497
J7E | jul | 5.2836 | 3.3471 | 1.9365 | -6.5901
J7G | jul | 5.3292 | 3.3391 | 1.9901 | -6.2023
J7H | jul | 5.2797 | 3.3498 | 1.9299 | -6.6542
J7J | jul | 5.1399 | 3.3636 | 1.7764 | -8.0704
J7K | jul | 5.3165 | 3.2779 | 2.0386 | -6.2664
J7L | jul | 5.3232 | 3.2887 | 2.0345 | -6.1695
J7M | jul | 5.2246 | 3.3334 | 1.8912 | -7.0365
J7N | jul | 5.095 | 3.362 | 1.733 | -9.0179
J7P | jul | 5.3215 | 3.3442 | 1.9773 | -6.2709
J7R | jul | 5.2775 | 3.3485 | 1.929 | -6.6628
J7T | jul | 5.3077 | 3.3197 | 1.988 | -4.6689
J7V | jul | 5.3936 | 3.3174 | 2.0763 | -4.1213
J7W | jul | 5.4098 | 3.3183 | 2.0916 | -3.8871
J7X | jul | 5.3278 | 3.3142 | 2.0136 | -4.9497
J7Y | jul | 4.9618 | 3.3997 | 1.5621 | -10.9521
J7Z | jul | 5.0171 | 3.3758 | 1.6413 | -9.8547
J8A | jul | 4.8236 | 3.4918 | 1.3317 | -13.6161
J8B | jul | 4.697 | 3.7361 | 0.96089 | -16.8669
J8C | jul | 4.5362 | 3.9068 | 0.62945 | -17.6963
J8E | may | 3.7597 | 3.2394 | 0.5203 | -14.426
J8G | jul | 4.7962 | 3.7375 | 1.0587 | -13.2952
J8H | jul | 4.8615 | 3.7181 | 1.1434 | -14.1593
J8L | jul | 4.9805 | 3.2676 | 1.7129 | -10.1393
J8M | jul | 5.2243 | 3.2388 | 1.9856 | -6.0464
J8N | jul | 4.9762 | 3.3329 | 1.6433 | -9.0949
J8P | jul | 5.3626 | 3.2018 | 2.1608 | -4.3418
J8R | jul | 5.2851 | 3.2273 | 2.0579 | -5.5872
J8T | jul | 5.3772 | 3.2618 | 2.1153 | -3.9962
J8V | jul | 5.2011 | 3.2951 | 1.906 | -7.006
J8X | jul | 5.4444 | 3.2707 | 2.1737 | -2.7545
J8Y | jul | 5.4305 | 3.293 | 2.1375 | -2.929
J8Z | jul | 5.3786 | 3.2944 | 2.0842 | -3.7748
J9A | jul | 5.4404 | 3.2957 | 2.1448 | -2.6202
J9B | jul | 5.2487 | 3.2749 | 1.9738 | -5.9251
J9E | jul | 4.6734 | 3.4386 | 1.2349 | -9.3192
J9H | jul | 5.4559 | 3.27 | 2.1859 | -1.7684
J9J | jul | 5.4004 | 3.2615 | 2.1389 | -2.8579
J9L | jul | 4.5364 | 3.8105 | 0.72593 | -12.6209
J9P | may | 3.7084 | 2.6223 | 1.0861 | -9.6821
J9T | may | 3.6923 | 2.765 | 0.92735 | -9.2119
J9V | jul | 4.9088 | 3.1815 | 1.7272 | -4.3865
J9X | jul | 4.7556 | 3.6478 | 1.1078 | -8.297
J9Y | jul | 4.7766 | 3.5131 | 1.2635 | -7.9736
J9Z | jul | 4.6281 | 3.7989 | 0.82912 | -9.1772
K0A | jul | 5.3596 | 3.0428 | 2.3168 | -1.2264
K0B | jul | 5.1598 | 3.5054 | 1.6544 | -6.5405
K0C | jul | 5.3851 | 3.2276 | 2.1575 | -3.9429
K0E | jul | 5.5515 | 2.848 | 2.7035 | -1.0504
K0G | jul | 5.4069 | 2.814 | 2.5929 | -1.8097
K0H | jul | 5.1587 | 2.3846 | 2.7741 | -4.2582
K0J | jul | 4.956 | 2.9108 | 2.0452 | -4.0092
K0K | jul | 5.3429 | 2.1748 | 3.1682 | -2.0581
K0L | jul | 5.146 | 2.6774 | 2.4686 | -3.9959
K0M | jul | 5.0857 | 2.9088 | 2.1769 | -8.4826
K1A | jul | 5.4732 | 3.2581 | 2.2152 | -2.2645
K1B | jul | 5.482 | 3.1525 | 2.3295 | -2.4449
K1C | jul | 5.3913 | 3.1648 | 2.2265 | -3.8051
K1E | jul | 5.3556 | 3.174 | 2.1816 | -4.2444
K1G | jul | 5.519 | 3.1768 | 2.3421 | -2.0151
K1H | jul | 5.5085 | 3.2243 | 2.2842 | -1.8564
K1J | jul | 5.435 | 3.1757 | 2.2593 | -3.189
K1K | jul | 5.4452 | 3.2065 | 2.2387 | -2.928
K1L | jul | 5.4494 | 3.2244 | 2.225 | -2.7981
K1M | jul | 5.429 | 3.2433 | 2.1857 | -3.1156
K1N | jul | 5.4671 | 3.2444 | 2.2227 | -2.4343
K1P | jul | 5.4844 | 3.2592 | 2.2251 | -2.0584
K1R | jul | 5.4907 | 3.2741 | 2.2166 | -1.8966
K1S | jul | 5.5003 | 3.2465 | 2.2538 | -1.8635
K1T | jul | 5.533 | 3.2061 | 2.3269 | -1.7876
K1V | jul | 5.5296 | 3.247 | 2.2826 | -1.6043
K1W | jul | 5.4189 | 3.1488 | 2.2701 | -3.3254
K1X | jul | 5.5524 | 3.2351 | 2.3173 | -1.5721
K1Y | jul | 5.4962 | 3.2882 | 2.208 | -1.7725
K1Z | jul | 5.4989 | 3.2951 | 2.2038 | -1.6892
K2A | jul | 5.4933 | 3.2973 | 2.196 | -1.6506
K2B | jul | 5.4828 | 3.2898 | 2.1931 | -1.5818
K2C | jul | 5.5071 | 3.2826 | 2.2246 | -1.6075
K2E | jul | 5.5197 | 3.2765 | 2.2432 | -1.5465
K2G | jun | 5.2039 | 2.9308 | 2.2731 | -1.3744
K2H | jun | 5.1531 | 2.9244 | 2.2287 | -1.4178
K2J | jun | 5.193 | 2.8303 | 2.3628 | -1.0207
K2K | jun | 5.0927 | 2.9088 | 2.184 | -1.5216
K2L | jun | 5.1283 | 2.8794 | 2.2489 | -1.2496
K2M | jun | 5.1443 | 2.8612 | 2.2832 | -1.1248
K2P | jul | 5.4903 | 3.2447 | 2.2456 | -2.0079
K2R | jun | 5.1747 | 2.8707 | 2.3039 | -1.1444
K2S | jun | 5.1181 | 2.7756 | 2.3425 | -0.6679
K2T | jun | 5.0811 | 2.8359 | 2.2453 | -1.0933
K2V | jun | 5.1151 | 2.8468 | 2.2683 | -1.0866
K2W | jul | 5.3668 | 3.1411 | 2.2257 | -1.3282
K4A | jul | 5.3422 | 3.1749 | 2.1673 | -4.363
K4B | jul | 5.4029 | 3.1545 | 2.2484 | -3.5562
K4C | jul | 5.2958 | 3.1979 | 2.0979 | -4.9757
K4K | jul | 5.2481 | 3.2209 | 2.0272 | -5.6363
K4M | jun | 5.1998 | 2.826 | 2.3739 | -1.3195
K4P | jul | 5.5637 | 3.2263 | 2.3374 | -1.6825
K4R | jul | 5.5014 | 3.1732 | 2.3282 | -2.3922
K6A | jul | 5.0229 | 3.5816 | 1.4413 | -8.3872
K6H | jul | 5.4387 | 3.0056 | 2.4331 | -3.0246
K6J | jul | 5.4498 | 3.0434 | 2.4064 | -3.0165
K6K | jul | 5.4394 | 3.0456 | 2.3938 | -3.5153
K6T | jul | 5.5434 | 2.7809 | 2.7625 | -1.2725
K6V | jul | 5.5661 | 2.8729 | 2.6933 | -1.4159
K7A | jul | 5.4981 | 3.0439 | 2.4543 | 0.054704
K7C | jun | 4.9683 | 2.5386 | 2.4297 | 0.57478
K7G | jul | 5.4792 | 2.3324 | 3.1468 | -2.7773
K7H | jul | 5.3755 | 2.8462 | 2.5293 | -0.43152
K7K | jul | 5.3415 | 2.1338 | 3.2076 | -4.3474
K7L | jul | 5.3974 | 2.135 | 3.2624 | -3.3532
K7M | jul | 5.2892 | 2.145 | 3.1442 | -5.0536
K7N | jul | 5.2895 | 2.1607 | 3.1288 | -4.8903
K7P | jul | 5.28 | 2.1797 | 3.1003 | -5.2201
K7R | jul | 5.3709 | 2.1657 | 3.2052 | -3.2012
K7S | jul | 5.2544 | 2.6148 | 2.6396 | 0.71443
K7V | jul | 5.1198 | 2.6505 | 2.4693 | -1.6307
K8A | jul | 5.0071 | 2.7331 | 2.274 | -2.3082
K8B | jul | 5.0398 | 2.8057 | 2.2342 | -2.8584
K8H | jul | 5.0457 | 2.7747 | 2.2709 | -2.3408
K8N | jul | 5.4833 | 1.9915 | 3.4919 | -0.53558
K8P | jul | 5.4773 | 1.97 | 3.5073 | -0.37341
K8R | jul | 5.4945 | 1.9995 | 3.4951 | -0.44452
K8V | jul | 5.4807 | 2.1024 | 3.3783 | -1.0376
K9A | jul | 5.4195 | 2.2218 | 3.1977 | -0.53198
K9H | jul | 5.4051 | 2.6436 | 2.7615 | -1.2574
K9J | jul | 5.4035 | 2.6122 | 2.7913 | -1.0046
K9K | jul | 5.3959 | 2.6607 | 2.7352 | -1.3861
K9L | jul | 5.4061 | 2.6508 | 2.7553 | -1.3578
K9V | jul | 5.3338 | 2.824 | 2.5098 | -3.1041
L0A | jul | 5.382 | 2.6478 | 2.7341 | -2.0541
L0B | jul | 5.3757 | 2.6973 | 2.6784 | -2.1426
L0C | jul | 5.3337 | 2.9123 | 2.4214 | -1.6915
L0E | jul | 5.3644 | 2.8803 | 2.4841 | -3.078
L0G | jul | 5.3987 | 2.8007 | 2.598 | 0.094029
L0H | jul | 5.4121 | 2.7257 | 2.6864 | -0.041456
L0J | jul | 5.4637 | 2.7448 | 2.719 | 1.8003
L0K | jul | 5.2921 | 2.7861 | 2.5061 | -7.9387
L0L | jul | 5.3564 | 2.7609 | 2.5955 | -5.1232
L0M | jul | 5.2915 | 2.7313 | 2.5601 | -3.4614
L0N | jul | 5.0933 | 2.7965 | 2.2968 | -5.746
L0P | jul | 5.3769 | 2.74 | 2.637 | -3.0248
L0R | jul | 5.5755 | 2.6367 | 2.9387 | -0.94121
L0S | jul | 5.8155 | 2.5074 | 3.3081 | -0.69656
L1A | jul | 5.4236 | 2.3162 | 3.1074 | -0.28543
L1B | jul | 5.4607 | 2.3544 | 3.1063 | -0.041428
L1C | jul | 5.4322 | 2.474 | 2.9582 | -1.0195
L1E | jul | 5.471 | 2.4154 | 3.0555 | -0.21514
L1G | jul | 5.4739 | 2.4973 | 2.9766 | 0.31231
L1H | jul | 5.4468 | 2.6042 | 2.8426 | -0.2549
L1J | jul | 5.4997 | 2.4628 | 3.037 | 0.63676
L1K | jul | 5.46 | 2.5065 | 2.9534 | -0.057207
L1L | jul | 5.4589 | 2.5724 | 2.8865 | 0.093767
L1M | jul | 5.4199 | 2.7016 | 2.7182 | -0.061969
L1N | jul | 5.5048 | 2.4955 | 3.0093 | 0.84333
L1P | jul | 5.4801 | 2.5649 | 2.9152 | 0.6188
L1R | jul | 5.4737 | 2.5591 | 2.9146 | 0.62841
L1S | jul | 5.507 | 2.563 | 2.9441 | 0.7608
L1T | jul | 5.4544 | 2.6502 | 2.8042 | 0.31186
L1V | jul | 5.5166 | 2.6185 | 2.8981 | 0.82735
L1W | jul | 5.5232 | 2.5839 | 2.9393 | 0.89044
L1X | jul | 5.468 | 2.6854 | 2.7826 | 0.37665
L1Y | jul | 5.3916 | 2.8098 | 2.5818 | -0.13424
L1Z | jul | 5.4778 | 2.5862 | 2.8917 | 0.55427
L2A | jul | 5.919 | 2.521 | 3.398 | -2.0068
L2E | jul | 5.9234 | 2.4478 | 3.4756 | -0.57797
L2G | jul | 5.9419 | 2.4412 | 3.5007 | -0.68494
L2H | jul | 5.9275 | 2.4404 | 3.487 | -0.089122
L2J | jul | 5.9374 | 2.406 | 3.5314 | 0.45404
L2M | jul | 5.8974 | 2.3836 | 3.5139 | 2.5076
L2N | jul | 5.8813 | 2.3984 | 3.4829 | 2.5593
L2P | jul | 5.8974 | 2.4215 | 3.4758 | 1.5883
L2R | jul | 5.8382 | 2.4837 | 3.3546 | 1.1987
L2S | jul | 5.8694 | 2.4577 | 3.4117 | 1.4356
L2T | jul | 5.8856 | 2.4541 | 3.4315 | 1.2017
L2V | jul | 5.8989 | 2.4564 | 3.4425 | 0.67651
L2W | jul | 5.8588 | 2.4419 | 3.4169 | 1.8961
L3B | jul | 5.8403 | 2.5329 | 3.3073 | -1.4215
L3C | jul | 5.8186 | 2.5549 | 3.2637 | -1.1038
L3K | jul | 5.7849 | 2.5867 | 3.1982 | -2.4455
L3M | jul | 5.7038 | 2.3452 | 3.3585 | 0.85163
L3P | jul | 5.4854 | 2.7581 | 2.7273 | 0.53501
L3R | jul | 5.5493 | 2.6975 | 2.8519 | 1.3775
L3S | jul | 5.538 | 2.6836 | 2.8544 | 1.0282
L3T | jul | 5.5836 | 2.6803 | 2.9034 | 2.0081
L3V | jul | 5.3092 | 2.8446 | 2.4646 | -8.061
L3X | jul | 5.4658 | 2.7631 | 2.7027 | 0.93204
L3Y | jul | 5.4597 | 2.7672 | 2.6925 | 0.83219
L3Z | jul | 5.422 | 2.8064 | 2.6156 | -0.007658
L4A | jul | 5.431 | 2.8255 | 2.6055 | 0.32507
L4B | jul | 5.5519 | 2.7218 | 2.8302 | 1.6554
L4C | jul | 5.5342 | 2.7419 | 2.7923 | 1.6624
L4E | jul | 5.4879 | 2.7821 | 2.7058 | 1.0994
L4G | jul | 5.4771 | 2.7646 | 2.7125 | 1.0237
L4H | jul | 5.4948 | 2.7408 | 2.754 | 2.0427
L4J | jul | 5.5791 | 2.6867 | 2.8924 | 2.2497
L4K | jul | 5.5713 | 2.689 | 2.8823 | 2.4498
L4L | jul | 5.5413 | 2.704 | 2.8372 | 2.4694
L4M | jul | 5.3346 | 2.7863 | 2.5483 | -4.9646
L4N | jul | 5.3538 | 2.7808 | 2.5731 | -3.6547
L4P | jul | 5.4039 | 2.8279 | 2.576 | -3.4049
L4R | jul | 5.3595 | 2.658 | 2.7016 | -8.6006
L4S | jul | 5.5131 | 2.7711 | 2.742 | 1.2665
L4T | jul | 5.5724 | 2.6577 | 2.9147 | 2.6886
L4V | jul | 5.5902 | 2.6431 | 2.9471 | 2.8932
L4W | jul | 5.5901 | 2.6329 | 2.9572 | 2.7816
L4X | jul | 5.6009 | 2.5929 | 3.0079 | 3.1516
L4Y | jul | 5.596 | 2.5968 | 2.9992 | 3.0374
L4Z | jul | 5.585 | 2.649 | 2.936 | 2.4996
L5A | jul | 5.593 | 2.6067 | 2.9864 | 2.8595
L5B | jul | 5.5928 | 2.62 | 2.9728 | 2.6406
L5C | jul | 5.5948 | 2.6296 | 2.9652 | 2.4131
L5E | jul | 5.6013 | 2.5705 | 3.0308 | 3.2017
L5G | jul | 5.5963 | 2.568 | 3.0282 | 3.0609
L5H | jul | 5.5983 | 2.5754 | 3.0229 | 2.759
L5J | jul | 5.6036 | 2.56 | 3.0436 | 2.6038
L5K | jul | 5.6021 | 2.6046 | 2.9974 | 2.317
L5L | jul | 5.6006 | 2.6418 | 2.9588 | 2.043
L5M | jul | 5.5936 | 2.6952 | 2.8984 | 1.735
L5N | jul | 5.5644 | 2.7299 | 2.8345 | 1.1553
L5P | jul | 5.5847 | 2.6448 | 2.9399 | 2.7631
L5R | jul | 5.582 | 2.6707 | 2.9113 | 2.2335
L5S | jul | 5.5612 | 2.6729 | 2.8883 | 2.3293
L5T | jul | 5.5713 | 2.6687 | 2.9026 | 2.3451
L5V | jul | 5.583 | 2.6887 | 2.8943 | 2.0171
L5W | jul | 5.564 | 2.7034 | 2.8606 | 1.8742
L6A | jul | 5.4948 | 2.7629 | 2.7318 | 1.6657
L6B | jul | 5.4761 | 2.74 | 2.7361 | 0.40192
L6C | jul | 5.4998 | 2.7658 | 2.7341 | 0.87606
L6E | jul | 5.4873 | 2.7555 | 2.7318 | 0.51549
L6G | jul | 5.5514 | 2.696 | 2.8555 | 1.4154
L6H | jul | 5.6153 | 2.6015 | 3.0139 | 1.9231
L6J | jul | 5.6126 | 2.5503 | 3.0622 | 2.3524
L6K | jul | 5.6248 | 2.5374 | 3.0874 | 2.1224
L6L | jul | 5.6473 | 2.5176 | 3.1297 | 1.8799
L6M | jul | 5.6169 | 2.5943 | 3.0225 | 1.2992
L6P | jul | 5.4866 | 2.7053 | 2.7813 | 1.9932
L6R | jul | 5.4609 | 2.6954 | 2.7655 | 1.5498
L6S | jul | 5.5044 | 2.6864 | 2.818 | 2.0211
L6T | jul | 5.5442 | 2.6752 | 2.869 | 2.3471
L6V | jul | 5.4917 | 2.7022 | 2.7895 | 1.4568
L6W | jul | 5.5352 | 2.6994 | 2.8358 | 1.8799
L6X | jul | 5.4722 | 2.7105 | 2.7616 | 0.42198
L6Y | jul | 5.5235 | 2.719 | 2.8044 | 1.0796
L6Z | jul | 5.4388 | 2.6972 | 2.7417 | 0.86611
L7A | jul | 5.4229 | 2.7048 | 2.7181 | -0.12993
L7B | jul | 5.436 | 2.8042 | 2.6318 | 1.1484
L7C | jul | 5.341 | 2.7288 | 2.6121 | -0.6914
L7E | jul | 5.3802 | 2.769 | 2.6112 | 0.55502
L7G | jul | 5.3882 | 2.7096 | 2.6786 | -1.7913
L7J | jul | 5.3061 | 2.7324 | 2.5737 | -3.7256
L7K | jul | 5.2233 | 2.7581 | 2.4653 | -2.8468
L7L | jul | 5.6534 | 2.5226 | 3.1308 | 1.2241
L7M | jul | 5.6089 | 2.5721 | 3.0369 | 0.27107
L7N | jul | 5.6631 | 2.5102 | 3.1529 | 0.96039
L7P | jul | 5.6089 | 2.5982 | 3.0107 | -0.28591
L7R | jul | 5.5882 | 2.5965 | 2.9917 | -0.25168
L7S | jul | 5.6646 | 2.5173 | 3.1473 | 0.59654
L7T | jul | 5.6337 | 2.585 | 3.0486 | -0.10025
L8E | jul | 5.7415 | 2.3334 | 3.408 | 1.2922
L8G | jul | 5.7297 | 2.3753 | 3.3544 | 1.14
L8H | jul | 5.7285 | 2.4345 | 3.294 | 1.0108
L8J | jul | 5.6893 | 2.3961 | 3.2931 | 0.76945
L8K | jul | 5.7006 | 2.4671 | 3.2335 | 0.70071
L8L | jul | 5.6709 | 2.5427 | 3.1282 | 0.30708
L8M | jul | 5.6957 | 2.5207 | 3.175 | 0.4884
L8N | jul | 5.4807 | 2.7282 | 2.7525 | -1.8702
L8P | jul | 5.6394 | 2.6517 | 2.9877 | -0.29423
L8R | jul | 5.6439 | 2.6197 | 3.0241 | -0.19656
L8S | jul | 5.606 | 2.7005 | 2.9056 | -0.72963
L8T | jul | 5.6773 | 2.5271 | 3.1502 | 0.38013
L8V | jul | 5.6662 | 2.567 | 3.0992 | 0.18701
L8W | jul | 5.6403 | 2.5809 | 3.0593 | 0.025621
L9A | jul | 5.649 | 2.6121 | 3.0369 | -0.05501
L9B | jul | 5.6027 | 2.6955 | 2.9071 | -0.53358
L9C | jul | 5.623 | 2.6789 | 2.944 | -0.43027
L9G | jul | 5.5364 | 2.7869 | 2.7495 | -1.2374
L9H | jul | 5.536 | 2.7594 | 2.7766 | -1.5576
L9K | jul | 5.5856 | 2.7339 | 2.8518 | -0.87172
L9L | jul | 5.3577 | 2.8513 | 2.5064 | -1.2599
L9M | jul | 5.346 | 2.6176 | 2.7284 | -8.9113
L9N | jul | 5.4437 | 2.7762 | 2.6676 | -0.047086
L9P | jul | 5.3282 | 2.9407 | 2.3875 | -0.89259
L9R | jul | 5.3776 | 2.7885 | 2.5892 | -0.98528
L9S | jul | 5.3806 | 2.7735 | 2.607 | -3.7346
L9T | jul | 5.5038 | 2.6762 | 2.8276 | -0.97207
L9V | jul | 5.1139 | 2.7693 | 2.3445 | -4.3957
L9W | jul | 5.1467 | 2.7689 | 2.3779 | -3.9174
L9Y | jul | 5.1907 | 2.665 | 2.5257 | -6.0806
L9Z | jul | 5.3336 | 2.6357 | 2.698 | -4.2172
M1B | jul | 5.5616 | 2.6096 | 2.952 | 1.2328
M1C | jul | 5.5749 | 2.5698 | 3.0051 | 1.3624
M1E | jul | 5.6032 | 2.5522 | 3.051 | 1.6372
M1G | jul | 5.6071 | 2.5656 | 3.0415 | 1.6789
M1H | jul | 5.6139 | 2.5703 | 3.0437 | 1.7502
M1J | jul | 5.634 | 2.5391 | 3.0949 | 1.9666
M1K | jul | 5.6431 | 2.5434 | 3.0996 | 2.222
M1L | jul | 5.6474 | 2.545 | 3.1024 | 2.4543
M1M | jul | 5.6406 | 2.5313 | 3.1093 | 2.1398
M1N | jul | 5.6502 | 2.5335 | 3.1167 | 2.5021
M1P | jul | 5.6265 | 2.57 | 3.0564 | 1.9771
M1R | jul | 5.6363 | 2.5696 | 3.0667 | 2.2343
M1S | jul | 5.5938 | 2.6113 | 2.9825 | 1.6175
M1T | jul | 5.6103 | 2.6058 | 3.0045 | 1.9481
M1V | jul | 5.5726 | 2.6467 | 2.926 | 1.4544
M1W | jul | 5.5942 | 2.6363 | 2.9579 | 1.847
M1X | jul | 5.5388 | 2.6489 | 2.8899 | 1.0047
M2H | jul | 5.5985 | 2.6457 | 2.9529 | 2.0353
M2J | jul | 5.6165 | 2.6177 | 2.9988 | 2.2017
M2K | jul | 5.6212 | 2.627 | 2.9943 | 2.391
M2L | jul | 5.6432 | 2.5968 | 3.0464 | 2.6509
M2M | jul | 5.6118 | 2.6488 | 2.9631 | 2.4012
M2N | jul | 5.634 | 2.6218 | 3.0122 | 2.6645
M2P | jul | 5.6486 | 2.601 | 3.0476 | 2.7942
M2R | jul | 5.6189 | 2.6425 | 2.9764 | 2.6497
M3A | jul | 5.6387 | 2.5809 | 3.0579 | 2.3763
M3B | jul | 5.6455 | 2.5831 | 3.0624 | 2.6018
M3C | jul | 5.6482 | 2.5668 | 3.0814 | 2.6645
M3H | jul | 5.6387 | 2.6179 | 3.0208 | 2.8973
M3J | jul | 5.6196 | 2.6411 | 2.9784 | 2.8605
M3K | jul | 5.641 | 2.6122 | 3.0289 | 3.0526
M3L | jul | 5.6331 | 2.6208 | 3.0123 | 3.1438
M3M | jul | 5.6361 | 2.614 | 3.0221 | 3.1181
M3N | jul | 5.6225 | 2.6389 | 2.9835 | 3.0324
M4A | jul | 5.6463 | 2.5592 | 3.0871 | 2.4912
M4B | jul | 5.649 | 2.5505 | 3.0985 | 2.6284
M4C | jul | 5.6509 | 2.5453 | 3.1056 | 2.7262
M4E | jul | 5.6534 | 2.5356 | 3.1178 | 2.7629
M4G | jul | 5.6497 | 2.5685 | 3.0812 | 2.8452
M4H | jul | 5.6499 | 2.5605 | 3.0895 | 2.8224
M4J | jul | 5.6512 | 2.5508 | 3.1004 | 2.8621
M4K | jul | 5.6515 | 2.5518 | 3.0997 | 2.978
M4L | jul | 5.6538 | 2.5384 | 3.1154 | 2.9194
M4M | jul | 5.6546 | 2.5363 | 3.1183 | 3.0972
M4N | jul | 5.6503 | 2.5838 | 3.0664 | 2.8759
M4P | jul | 5.6503 | 2.5782 | 3.0721 | 2.9518
M4R | jul | 5.6509 | 2.5834 | 3.0674 | 3.0124
M4S | jul | 5.6503 | 2.5721 | 3.0782 | 2.9765
M4T | jul | 5.6505 | 2.5647 | 3.0857 | 3.0198
M4V | jul | 5.6503 | 2.568 | 3.0824 | 3.1286
M4W | jul | 5.6509 | 2.5574 | 3.0935 | 3.0525
M4X | jul | 5.6514 | 2.552 | 3.0994 | 3.0938
M4Y | jul | 5.6512 | 2.5522 | 3.0991 | 3.1572
M5A | jul | 5.6535 | 2.5395 | 3.114 | 3.1679
M5B | jul | 5.6511 | 2.5505 | 3.1006 | 3.1921
M5C | jul | 5.652 | 2.5438 | 3.1082 | 3.2131
M5E | jul | 5.6523 | 2.5402 | 3.112 | 3.2572
M5G | jul | 5.6512 | 2.5475 | 3.1037 | 3.2274
M5H | jul | 5.6513 | 2.5459 | 3.1053 | 3.245
M5J | jul | 5.6521 | 2.5355 | 3.1166 | 3.3488
M5M | jul | 5.6503 | 2.5951 | 3.0552 | 2.9672
M5N | jul | 5.6499 | 2.585 | 3.0648 | 3.0661
M5P | jul | 5.65 | 2.5759 | 3.074 | 3.1201
M5R | jul | 5.6501 | 2.562 | 3.0881 | 3.2037
M5S | jul | 5.6502 | 2.5555 | 3.0947 | 3.2316
M5T | jul | 5.6503 | 2.5508 | 3.0996 | 3.277
M5V | jul | 5.6502 | 2.5443 | 3.1059 | 3.3414
M6A | jul | 5.6439 | 2.599 | 3.0449 | 3.0685
M6B | jul | 5.6437 | 2.5915 | 3.0522 | 3.1177
M6C | jul | 5.6466 | 2.5782 | 3.0684 | 3.1633
M6E | jul | 5.642 | 2.5829 | 3.0591 | 3.1833
M6G | jul | 5.648 | 2.5643 | 3.0837 | 3.2541
M6H | jul | 5.6437 | 2.5676 | 3.0761 | 3.2669
M6J | jul | 5.6477 | 2.5534 | 3.0943 | 3.3468
M6K | jul | 5.6455 | 2.5501 | 3.0953 | 3.39
M6L | jul | 5.6357 | 2.6053 | 3.0305 | 3.1418
M6M | jul | 5.6346 | 2.5956 | 3.039 | 3.1832
M6N | jul | 5.633 | 2.586 | 3.0471 | 3.2296
M6P | jul | 5.637 | 2.5735 | 3.0635 | 3.2729
M6R | jul | 5.6395 | 2.5621 | 3.0774 | 3.3268
M6S | jul | 5.632 | 2.5725 | 3.0594 | 3.2932
M7A | jul | 5.6505 | 2.5528 | 3.0977 | 3.2263
M7Y | jul | 5.655 | 2.5344 | 3.1206 | 2.9533
M8V | jul | 5.622 | 2.5605 | 3.0615 | 3.3443
M8W | jul | 5.6099 | 2.5709 | 3.039 | 3.2628
M8X | jul | 5.6256 | 2.5838 | 3.0419 | 3.2568
M8Y | jul | 5.6268 | 2.571 | 3.0558 | 3.3076
M8Z | jul | 5.6177 | 2.5758 | 3.0419 | 3.2771
M9A | jul | 5.6212 | 2.5955 | 3.0258 | 3.2343
M9B | jul | 5.6134 | 2.5971 | 3.0163 | 3.2265
M9C | jul | 5.6055 | 2.6007 | 3.0048 | 3.178
M9L | jul | 5.6139 | 2.6503 | 2.9637 | 3.0974
M9M | jul | 5.6282 | 2.6285 | 2.9996 | 3.1867
M9N | jul | 5.6285 | 2.6102 | 3.0182 | 3.189
M9P | jul | 5.6244 | 2.6084 | 3.016 | 3.2104
M9R | jul | 5.6176 | 2.6134 | 3.0043 | 3.2221
M9V | jul | 5.6134 | 2.6441 | 2.9693 | 3.1729
M9W | jul | 5.6078 | 2.6344 | 2.9734 | 3.1249
N0A | jul | 5.4719 | 2.7687 | 2.7032 | -1.8216
N0B | jul | 5.1703 | 2.883 | 2.2873 | -5.2692
N0C | jul | 5.0134 | 2.8641 | 2.1493 | -10.0911
N0E | jul | 5.4167 | 2.8527 | 2.564 | -3.75
N0G | jul | 5.0719 | 2.6154 | 2.4564 | -9.7908
N0H | jul | 5.0819 | 2.4946 | 2.5873 | -7.9558
N0J | jul | 5.319 | 3.0133 | 2.3057 | -4.6879
N0K | jul | 5.0844 | 2.9011 | 2.1833 | -9.1956
N0L | jul | 5.4386 | 2.8155 | 2.6231 | -2.8778
N0M | jul | 5.3035 | 2.7918 | 2.5117 | -5.7348
N0N | jul | 5.6192 | 2.6646 | 2.9547 | 0.53176
N0P | jul | 5.766 | 2.8243 | 2.9417 | 3.0967
N0R | jul | 5.9464 | 2.9861 | 2.9603 | 4.2203
N1A | jul | 5.5432 | 2.4965 | 3.0468 | -0.58324
N1C | jul | 5.2772 | 2.9884 | 2.2888 | -3.4817
N1E | jul | 5.1903 | 2.9289 | 2.2615 | -4.0243
N1G | jul | 5.2495 | 2.9622 | 2.2872 | -3.6813
N1H | jul | 5.1821 | 2.9209 | 2.2611 | -4.1501
N1K | jul | 5.2139 | 2.966 | 2.2478 | -3.8506
N1L | jul | 5.2718 | 2.9062 | 2.3657 | -3.7013
N1M | jul | 5.0932 | 2.8 | 2.2933 | -5.4058
N1P | jul | 5.3676 | 3.0481 | 2.3195 | -2.8372
N1R | jul | 5.3652 | 3.0195 | 2.3457 | -2.8813
N1S | jul | 5.3253 | 3.0582 | 2.2672 | -3.1929
N1T | jul | 5.3509 | 3.074 | 2.2769 | -3.0091
N2A | jul | 5.2494 | 3.0462 | 2.2032 | -3.916
N2B | jul | 5.2304 | 3.0173 | 2.2132 | -4.1119
N2C | jul | 5.2532 | 3.0566 | 2.1966 | -4.0053
N2E | jul | 5.2389 | 3.0361 | 2.2028 | -4.2766
N2G | jul | 5.2274 | 3.02 | 2.2073 | -4.3432
N2H | jul | 5.223 | 3.0116 | 2.2114 | -4.3434
N2J | jul | 5.1788 | 2.9598 | 2.219 | -5.0588
N2K | jul | 5.2012 | 2.9768 | 2.2244 | -4.554
N2L | jul | 5.195 | 2.9768 | 2.2182 | -4.8633
N2M | jul | 5.2233 | 3.0167 | 2.2066 | -4.4637
N2N | jul | 5.2181 | 3.0114 | 2.2067 | -4.6105
N2P | jul | 5.2695 | 3.0589 | 2.2106 | -3.7642
N2R | jul | 5.2515 | 3.0374 | 2.214 | -4.0574
N2T | jul | 5.1971 | 2.984 | 2.2131 | -4.9265
N2V | jul | 5.1623 | 2.9436 | 2.2187 | -5.4294
N2Z | jul | 5.1503 | 2.4559 | 2.6943 | -8.8726
N3A | jul | 5.1564 | 3.0444 | 2.112 | -5.7498
N3B | jul | 5.1318 | 2.8798 | 2.252 | -5.7914
N3C | jul | 5.303 | 3.0611 | 2.2419 | -3.3535
N3E | jul | 5.2877 | 3.0705 | 2.2173 | -3.5577
N3H | jul | 5.2848 | 3.0608 | 2.224 | -3.5543
N3L | jul | 5.3463 | 2.9999 | 2.3465 | -2.9054
N3P | jul | 5.4528 | 2.9917 | 2.4611 | -1.9812
N3R | jul | 5.4395 | 2.9938 | 2.4456 | -2.0644
N3S | jul | 5.4587 | 2.9739 | 2.4847 | -1.7745
N3T | jul | 5.4395 | 2.9576 | 2.4819 | -2.029
N3V | jul | 5.4119 | 2.9977 | 2.4142 | -2.3475
N3W | jul | 5.5082 | 2.7696 | 2.7386 | -1.1076
N3Y | jul | 5.4235 | 2.8012 | 2.6223 | -3.9442
N4B | jul | 5.3857 | 2.796 | 2.5897 | -4.2442
N4G | jul | 5.3746 | 2.9436 | 2.4309 | -4.8785
N4K | jul | 5.1326 | 2.6278 | 2.5047 | -11.0603
N4L | jul | 5.155 | 2.6981 | 2.457 | -9.7332
N4N | jul | 5.1125 | 2.64 | 2.4726 | -10.2159
N4S | jul | 5.2574 | 3.1467 | 2.1106 | -4.7086
N4T | jul | 5.26 | 3.0926 | 2.1674 | -4.489
N4V | jul | 5.2695 | 3.1337 | 2.1357 | -4.3325
N4W | jul | 5.0511 | 2.7363 | 2.3148 | -8.7816
N4X | jul | 5.1348 | 3.0719 | 2.0629 | -9.0772
N4Z | jul | 5.0682 | 3.1256 | 1.9426 | -9.0125
N5A | jul | 5.0528 | 3.1061 | 1.9467 | -9.1764
N5C | jul | 5.2634 | 3.2593 | 2.0041 | -6.4847
N5H | jul | 5.3571 | 2.9533 | 2.4037 | -5.2129
N5L | jul | 5.3838 | 2.7072 | 2.6766 | -2.9411
N5P | jul | 5.3577 | 2.7666 | 2.5911 | -3.8014
N5R | jul | 5.357 | 2.7449 | 2.6122 | -3.6758
N5V | jul | 5.2823 | 3.0216 | 2.2607 | -6.533
N5W | jul | 5.2958 | 2.9692 | 2.3266 | -5.9343
N5X | jul | 5.2945 | 2.8938 | 2.4008 | -6.2278
N5Y | jul | 5.2981 | 2.8867 | 2.4114 | -5.8084
N5Z | jul | 5.3053 | 2.912 | 2.3933 | -5.3957
N6A | jul | 5.3095 | 2.8365 | 2.473 | -5.3635
N6B | jul | 5.3066 | 2.8577 | 2.449 | -5.2616
N6C | jul | 5.3133 | 2.8491 | 2.4642 | -4.9173
N6E | jul | 5.3202 | 2.8491 | 2.4711 | -4.5128
N6G | jul | 5.332 | 2.7925 | 2.5395 | -5.4794
N6H | jul | 5.3601 | 2.7477 | 2.6124 | -5.0552
N6J | jul | 5.3315 | 2.8011 | 2.5304 | -4.7258
N6K | jul | 5.3823 | 2.7293 | 2.653 | -4.4711
N6L | jul | 5.3401 | 2.7828 | 2.5573 | -3.9824
N6M | jul | 5.2951 | 3.0413 | 2.2539 | -6.1464
N6N | jul | 5.3176 | 2.9523 | 2.3654 | -5.2048
N6P | jul | 5.3806 | 2.7252 | 2.6554 | -3.7935
N7A | jul | 5.197 | 2.4174 | 2.7796 | -7.0398
N7G | jul | 5.4853 | 2.6742 | 2.8111 | -2.864
N7L | jul | 5.7724 | 2.9279 | 2.8445 | 3.8984
N7M | jul | 5.7719 | 2.9718 | 2.8001 | 3.6468
N7S | jul | 5.6869 | 2.5831 | 3.1038 | 2.9117
N7T | jul | 5.7017 | 2.5484 | 3.1533 | 2.5866
N7V | jul | 5.6835 | 2.5979 | 3.0856 | 3.2596
N7W | jul | 5.6881 | 2.5711 | 3.117 | 2.5629
N7X | jul | 5.6763 | 2.5926 | 3.0837 | 2.5795
N8A | jul | 5.817 | 2.5174 | 3.2996 | 4.8249
N8H | jul | 5.9187 | 2.8536 | 3.0651 | 4.1675
N8M | jul | 5.9489 | 3.0389 | 2.91 | 3.9332
N8N | jul | 6.0052 | 2.9937 | 3.0115 | 4.5072
N8P | jul | 6.0579 | 2.9999 | 3.058 | 4.915
N8R | jul | 6.0506 | 3.0071 | 3.0435 | 4.6994
N8S | jul | 6.0843 | 2.9924 | 3.0919 | 5.3504
N8T | jul | 6.0732 | 2.9998 | 3.0735 | 5.1095
N8V | jul | 6.0513 | 3.0119 | 3.0394 | 4.655
N8W | jul | 6.0857 | 2.9975 | 3.0881 | 5.3555
N8X | jul | 6.1157 | 2.9851 | 3.1306 | 5.953
N8Y | jul | 6.1111 | 2.9827 | 3.1285 | 5.8583
N9A | jul | 6.0915 | 3.01 | 3.0815 | 5.7919
N9B | jul | 6.1415 | 2.9745 | 3.1671 | 6.4689
N9C | jul | 6.1524 | 2.9716 | 3.1807 | 6.7506
N9E | jul | 6.1121 | 2.9911 | 3.121 | 5.9096
N9G | jul | 6.0782 | 3.0069 | 3.0713 | 5.2366
N9H | jul | 6.0951 | 3.0051 | 3.09 | 5.722
N9J | jul | 6.1276 | 2.995 | 3.1326 | 6.5483
N9K | jul | 6.0139 | 2.9972 | 3.0167 | 4.5191
N9V | jul | 6.0546 | 3.0585 | 2.996 | 5.8644
N9Y | jul | 5.9138 | 2.9835 | 2.9302 | 3.8179
P0A | jul | 4.9512 | 3.2265 | 1.7247 | -12.1547
P0B | jul | 5.0266 | 2.8986 | 2.1279 | -12.0865
P0C | jul | 5.1733 | 2.8525 | 2.3209 | -11.6147
P0E | jul | 5.12 | 2.8551 | 2.2649 | -10.3377
P0G | jul | 5.2713 | 2.7467 | 2.5246 | -8.5433
P0H | jul | 5.102 | 3.2717 | 1.8303 | -6.9217
P0J | jul | 4.9018 | 3.0196 | 1.8822 | -4.4949
P0K | jul | 4.7615 | 3.2627 | 1.4987 | -5.981
P0L | may | 2.9177 | 1.8049 | 1.1128 | -4.2276
P0M | jul | 4.7735 | 2.7727 | 2.0008 | -5.5375
P0N | jul | 4.7991 | 3.2929 | 1.5063 | -5.8334
P0P | jul | 5.0848 | 2.1367 | 2.9481 | -3.2174
P0R | jul | 4.9869 | 2.4624 | 2.5245 | -6.4789
P0S | jul | 4.4354 | 3.1102 | 1.3253 | -14.9313
P0T | may | 3.4172 | 2.3651 | 1.0522 | -4.565
P0V | may | 3.1564 | 1.7852 | 1.3712 | -0.98328
P0W | may | 4.3605 | 2.3749 | 1.9856 | 3.7381
P0X | may | 4.3868 | 2.0639 | 2.3229 | 6.0443
P0Y | may | 4.4376 | 2.0149 | 2.4227 | 8.1901
P1A | jun | 4.8626 | 3.1633 | 1.6993 | -6.8673
P1B | jun | 4.78 | 3.2632 | 1.5168 | -7.9164
P1C | jun | 4.8128 | 3.1874 | 1.6254 | -7.5617
P1H | jul | 4.9869 | 2.9342 | 2.0526 | -11.5509
P1L | jul | 5.0303 | 2.8889 | 2.1414 | -11.5185
P1P | jul | 5.114 | 2.8393 | 2.2747 | -11.1349
P2A | jul | 5.169 | 3.0343 | 2.1347 | -12.6208
P2B | jul | 5.2312 | 3.1576 | 2.0736 | -5.6144
P2N | jul | 4.7439 | 3.3153 | 1.4286 | -7.2395
P3A | jul | 5.5173 | 2.4981 | 3.0192 | -0.70207
P3B | jul | 5.4969 | 2.4774 | 3.0195 | -0.6025
P3C | jul | 5.4951 | 2.5319 | 2.9633 | -0.74936
P3E | jul | 5.4835 | 2.4997 | 2.9838 | -0.62329
P3G | jul | 5.356 | 2.459 | 2.897 | -2.0566
P3L | jul | 5.5338 | 2.5299 | 3.0038 | -1.3048
P3N | jul | 5.498 | 2.5827 | 2.9152 | -1.1405
P3P | jul | 5.4524 | 2.6324 | 2.82 | -2.1145
P3Y | jul | 5.4608 | 2.5663 | 2.8945 | -1.0994
P4N | jul | 4.8008 | 3.3963 | 1.4046 | -6.1592
P4P | jul | 4.821 | 3.4151 | 1.4059 | -6.6561
P4R | jul | 4.8253 | 3.4018 | 1.4235 | -6.3851
P5A | jul | 4.9562 | 2.2348 | 2.7214 | -5.1747
P5E | jul | 5.2075 | 2.4327 | 2.7747 | -3.4368
P5N | jun | 4.4064 | 3.2088 | 1.1976 | -6.6188
P6A | jul | 4.7332 | 2.6044 | 2.1288 | -9.9364
P6B | jul | 4.7489 | 2.5658 | 2.1831 | -9.4714
P6C | jul | 4.7548 | 2.5849 | 2.1699 | -8.862
P7A | jul | 4.7449 | 3.0044 | 1.7405 | -0.072688
P7B | jul | 4.7321 | 3.1507 | 1.5815 | -0.94408
P7C | jul | 4.7852 | 2.9317 | 1.8536 | 0.6539
P7E | jul | 4.7904 | 2.9259 | 1.8645 | 0.62907
P7G | jul | 4.7602 | 3.0767 | 1.6835 | -0.39855
P7J | jul | 4.806 | 2.9161 | 1.8899 | 0.56861
P7K | jul | 4.8146 | 2.9555 | 1.8591 | 0.49516
P7L | jul | 4.8527 | 3.0166 | 1.8362 | -0.11155
P8N | may | 4.1531 | 2.3762 | 1.7768 | 1.8197
P8T | may | 3.9208 | 2.3523 | 1.5685 | -0.50822
P9A | may | 4.5009 | 2.3713 | 2.1295 | 5.538
P9N | may | 4.438 | 1.8803 | 2.5577 | 7.4538
R0A | jul | 5.6671 | 2.8476 | 2.8195 | 12.1037
R0B | jun | 3.9591 | 2.1482 | 1.8109 | 3.2271
R0C | jul | 5.2256 | 2.5264 | 2.6992 | 9.1374
R0E | jul | 5.3994 | 2.6287 | 2.7707 | 9.1185
R0G | jul | 5.7089 | 2.5833 | 3.1256 | 13.7283
R0H | jul | 5.5839 | 2.4988 | 3.085 | 13.3098
R0J | jul | 5.3554 | 2.5159 | 2.8395 | 12.3098
R0K | jul | 5.6233 | 2.5116 | 3.1117 | 14.1641
R0L | may | 4.2879 | 1.6286 | 2.6593 | 10.2863
R0M | jul | 5.8342 | 2.2987 | 3.5355 | 15.4659
R1A | jul | 5.5701 | 2.3969 | 3.1732 | 12.94
R1B | jul | 5.5473 | 2.4807 | 3.0666 | 12.5373
R1N | jul | 5.6517 | 2.6243 | 3.0274 | 13.3141
R2C | jul | 5.6594 | 2.4686 | 3.1909 | 12.7842
R2E | jul | 5.6006 | 2.4506 | 3.15 | 12.5789
R2G | jul | 5.6837 | 2.3836 | 3.3001 | 13.4486
R2H | jul | 5.7051 | 2.4475 | 3.2576 | 13.4235
R2J | jul | 5.6913 | 2.4395 | 3.2518 | 13.3155
R2K | jul | 5.7052 | 2.3964 | 3.3088 | 13.5767
R2L | jul | 5.71 | 2.4164 | 3.2936 | 13.549
R2M | jul | 5.6929 | 2.4692 | 3.2237 | 13.2967
R2N | jul | 5.6745 | 2.4986 | 3.1759 | 13.0907
R2P | jul | 5.6807 | 2.4181 | 3.2625 | 13.3705
R2R | jul | 5.6948 | 2.497 | 3.1978 | 13.1618
R2V | jul | 5.6873 | 2.3811 | 3.3062 | 13.5446
R2W | jul | 5.7095 | 2.4409 | 3.2686 | 13.4553
R2X | jul | 5.704 | 2.4729 | 3.231 | 13.3034
R2Y | jul | 5.7019 | 2.5932 | 3.1087 | 13.0511
R3A | jul | 5.7106 | 2.4656 | 3.245 | 13.3815
R3B | jul | 5.7095 | 2.4577 | 3.2518 | 13.4073
R3C | jul | 5.7064 | 2.4694 | 3.237 | 13.3568
R3E | jul | 5.7114 | 2.4917 | 3.2197 | 13.2872
R3G | jul | 5.7076 | 2.5025 | 3.2051 | 13.253
R3H | jul | 5.7113 | 2.5364 | 3.1749 | 13.1323
R3J | jul | 5.7081 | 2.5606 | 3.1475 | 13.0848
R3K | jul | 5.699 | 2.6009 | 3.0982 | 13.0817
R3L | jul | 5.7016 | 2.469 | 3.2326 | 13.3411
R3M | jul | 5.702 | 2.4969 | 3.2051 | 13.2603
R3N | jul | 5.7029 | 2.5222 | 3.1807 | 13.1922
R3P | jul | 5.7005 | 2.5423 | 3.1582 | 13.1426
R3R | jul | 5.6992 | 2.586 | 3.1132 | 13.0934
R3S | jul | 5.6954 | 2.581 | 3.1144 | 13.1168
R3T | jul | 5.6897 | 2.5079 | 3.1818 | 13.188
R3V | jul | 5.6779 | 2.5438 | 3.1341 | 13.1148
R3W | jul | 5.6874 | 2.4174 | 3.27 | 13.2881
R3X | jul | 5.6746 | 2.475 | 3.1996 | 13.0838
R3Y | jul | 5.6889 | 2.5376 | 3.1513 | 13.1441
R4A | jul | 5.6456 | 2.3355 | 3.3101 | 13.4659
R4H | jul | 5.6893 | 2.6473 | 3.042 | 13.0835
R4J | jul | 5.679 | 2.6698 | 3.0092 | 13.0727
R4K | jul | 5.675 | 2.6238 | 3.0511 | 13.1915
R4L | may | 4.7487 | 1.8292 | 2.9195 | 12.9113
R5A | jul | 5.6543 | 2.5429 | 3.1114 | 13.1595
R5G | jul | 5.6344 | 2.6591 | 2.9754 | 12.6302
R5H | jul | 5.5851 | 2.6214 | 2.9637 | 11.5154
R6M | jul | 5.8033 | 2.5676 | 3.2358 | 14.3076
R6W | jul | 5.8696 | 2.4822 | 3.3874 | 14.5567
R7A | jul | 5.5828 | 2.5307 | 3.052 | 14.6669
R7B | jul | 5.562 | 2.5414 | 3.0206 | 14.6266
R7C | jul | 5.5294 | 2.5545 | 2.9749 | 14.5343
R7N | jul | 5.4766 | 2.3951 | 3.0815 | 12.3019
R8A | jun | 4.9178 | 2.483 | 2.4348 | 8.3742
R8N | jun | 4.2325 | 2.5768 | 1.6558 | 2.3062
R9A | may | 3.9538 | 1.2441 | 2.7097 | 9.8659
S0A | jul | 5.4761 | 2.3911 | 3.085 | 13.7716
S0C | jul | 6.4756 | 2.0063 | 4.4693 | 19.9375
S0E | may | 4.2129 | 1.4388 | 2.7741 | 10.9809
S0G | jul | 6.0765 | 2.0962 | 3.9802 | 18.5855
S0H | jul | 6.7305 | 1.7365 | 4.9939 | 23.8333
S0J | may | 3.5709 | 1.1856 | 2.3853 | 6.5776
S0K | jun | 5.5553 | 2.2177 | 3.3376 | 17.4392
S0L | aug | 5.3477 | 1.2704 | 4.0773 | 21.7954
S0M | may | 4.1547 | 1.178 | 2.9767 | 10.0308
S0N | jul | 6.8597 | 1.571 | 5.2887 | 25.9244
S0P | may | 3.9019 | 1.4489 | 2.453 | 7.9461
S2V | aug | 5.6264 | 1.2323 | 4.3941 | 22.0602
S3N | jul | 5.6284 | 2.1981 | 3.4302 | 14.6509
S4A | jul | 6.6559 | 2.0415 | 4.6144 | 20.4041
S4H | jul | 6.5222 | 2.1577 | 4.3644 | 20.4253
S4L | jul | 6.2707 | 2.0335 | 4.2372 | 19.8783
S4N | jul | 6.3098 | 2.0275 | 4.2823 | 20.4845
S4P | jul | 6.3385 | 2.0164 | 4.3221 | 20.8161
S4R | jul | 6.3347 | 2.0296 | 4.305 | 20.7895
S4S | jul | 6.3524 | 2.0032 | 4.3492 | 20.9343
S4T | jul | 6.3666 | 2.0161 | 4.3506 | 21.1055
S4V | jul | 6.3069 | 2.0107 | 4.2962 | 20.3881
S4W | jul | 6.3839 | 1.9996 | 4.3843 | 21.2037
S4X | jul | 6.3415 | 2.0351 | 4.3064 | 20.9142
S4Y | jul | 6.3713 | 2.0262 | 4.3451 | 21.2774
S4Z | jul | 6.2844 | 2.0383 | 4.2461 | 20.1255
S6H | jul | 6.6634 | 1.7964 | 4.8669 | 23.4172
S6J | jul | 6.669 | 1.8002 | 4.8687 | 23.4452
S6K | jul | 6.6687 | 1.7919 | 4.8767 | 23.4858
S6V | may | 4.5166 | 1.4124 | 3.1042 | 13.5781
S6W | may | 4.5583 | 1.3897 | 3.1686 | 13.9091
S6X | may | 4.535 | 1.3889 | 3.1461 | 13.8066
S7H | jul | 6.0126 | 2.0632 | 3.9494 | 20.345
S7J | jul | 6.0327 | 2.047 | 3.9857 | 20.5312
S7K | jul | 5.9785 | 2.0969 | 3.8816 | 20.229
S7L | jul | 6.0041 | 2.0839 | 3.9202 | 20.5541
S7M | jul | 6.0334 | 2.0545 | 3.9789 | 20.7866
S7N | jul | 5.9944 | 2.0792 | 3.9153 | 20.2388
S7P | aug | 5.0826 | 1.2719 | 3.8107 | 19.7053
S7R | jul | 5.9777 | 2.127 | 3.8508 | 20.428
S7S | aug | 5.1199 | 1.2586 | 3.8613 | 19.8601
S7T | jul | 6.0605 | 2.0486 | 4.0118 | 20.6612
S7V | jul | 5.9956 | 2.0855 | 3.9102 | 20.0529
S7W | aug | 5.1261 | 1.2543 | 3.8718 | 19.8892
S9A | may | 4.8404 | 1.3018 | 3.5386 | 17.0996
S9H | jul | 6.5266 | 1.614 | 4.9126 | 24.0229
S9V | may | 4.5813 | 1.5237 | 3.0576 | 12.5395
S9X | may | 4.503 | 1.2018 | 3.3012 | 12.6667
T0A | may | 4.3532 | 1.4642 | 2.889 | 9.2327
T0B | may | 4.6026 | 1.4578 | 3.1448 | 13.1628
T0C | may | 4.5085 | 1.6444 | 2.8642 | 12.8665
T0E | may | 3.6072 | 2.0217 | 1.5854 | -1.1621
T0G | may | 4.0884 | 1.4807 | 2.6077 | 7.4597
T0H | may | 4.0291 | 1.3341 | 2.6951 | 8.4129
T0J | jul | 6.2946 | 1.7618 | 4.5329 | 23.5031
T0K | jul | 6.7062 | 1.2377 | 5.4685 | 23.6256
T0L | jul | 5.2277 | 2.2181 | 3.0096 | 8.9458
T0M | may | 3.8736 | 2.1617 | 1.7119 | 5.8841
T0P | jun | 4.6904 | 1.9147 | 2.7757 | 8.535
T0V | jun | 4.6205 | 1.4489 | 3.1716 | 9.279
T1A | jul | 7.1946 | 1.3532 | 5.8415 | 29.2532
T1B | jul | 7.2046 | 1.3451 | 5.8596 | 29.2324
T1C | jul | 7.1729 | 1.3638 | 5.8091 | 29.2609
T1G | jul | 6.8245 | 1.1205 | 5.704 | 27.1503
T1H | jul | 6.6193 | 1.3316 | 5.2877 | 25.0143
T1J | jul | 6.6152 | 1.3594 | 5.2558 | 24.576
T1K | jul | 6.6315 | 1.3392 | 5.2923 | 24.8773
T1L | jul | 4.2849 | 2.5604 | 1.7244 | -0.94783
T1M | jul | 6.6358 | 1.2637 | 5.3721 | 25.6474
T1P | jul | 5.8336 | 1.9027 | 3.931 | 20.3603
T1R | jul | 6.4738 | 1.3525 | 5.1213 | 24.5519
T1S | jul | 5.7689 | 2.0301 | 3.7389 | 19.2258
T1V | jul | 5.9088 | 1.8136 | 4.0952 | 20.4141
T1W | jul | 4.4127 | 2.4637 | 1.949 | 1.4679
T1X | jul | 5.7585 | 2.2584 | 3.5001 | 20.2673
T1Y | jul | 5.7005 | 2.4127 | 3.2878 | 19.6883
T2A | jul | 5.7112 | 2.3814 | 3.3298 | 19.8042
T2B | jul | 5.7175 | 2.348 | 3.3694 | 19.8739
T2C | jul | 5.7244 | 2.2996 | 3.4248 | 19.9471
T2E | jul | 5.6561 | 2.385 | 3.2711 | 19.2468
T2G | jul | 5.6786 | 2.3285 | 3.3501 | 19.4481
T2H | jul | 5.6774 | 2.2919 | 3.3856 | 19.4067
T2J | jul | 5.6942 | 2.2472 | 3.447 | 19.5609
T2K | jul | 5.6231 | 2.379 | 3.2441 | 18.9127
T2L | jul | 5.5706 | 2.3494 | 3.2212 | 18.3498
T2M | jul | 5.6352 | 2.3414 | 3.2938 | 19.0086
T2N | jul | 5.6038 | 2.3154 | 3.2885 | 18.6373
T2P | jul | 5.7549 | 2.1661 | 3.5889 | 20.1015
T2R | jul | 5.6588 | 2.3281 | 3.3306 | 19.2449
T2S | jul | 5.6596 | 2.3121 | 3.3475 | 19.2266
T2T | jul | 5.6289 | 2.2974 | 3.3316 | 18.8458
T2V | jul | 5.6321 | 2.2641 | 3.368 | 18.7837
T2W | jul | 5.6306 | 2.2338 | 3.3968 | 18.6699
T2X | jul | 5.6965 | 2.2119 | 3.4846 | 19.4394
T2Y | jul | 5.6082 | 2.1977 | 3.4105 | 18.1187
T2Z | jul | 5.744 | 2.238 | 3.506 | 20.1389
T3A | jul | 5.4988 | 2.3553 | 3.1436 | 17.6142
T3B | jul | 5.4598 | 2.2661 | 3.1936 | 17.1041
T3C | jul | 5.5765 | 2.287 | 3.2895 | 18.2569
T3E | jul | 5.5821 | 2.2653 | 3.3168 | 18.2138
T3G | jul | 5.4022 | 2.3316 | 3.0706 | 16.6399
T3H | jul | 5.4797 | 2.2303 | 3.2494 | 17.0436
T3J | jul | 5.6494 | 2.4339 | 3.2155 | 19.1918
T3K | jul | 5.5483 | 2.4245 | 3.1237 | 18.1529
T3L | jul | 5.3324 | 2.306 | 3.0265 | 15.9262
T3M | jul | 5.758 | 2.1826 | 3.5754 | 20.055
T3N | jul | 5.5993 | 2.4558 | 3.1435 | 18.7146
T3P | jul | 5.4035 | 2.4518 | 2.9516 | 16.7402
T3R | jul | 5.2794 | 2.4414 | 2.8379 | 15.6614
T3S | jul | 5.7769 | 2.2312 | 3.5457 | 20.5284
T3Z | jul | 5.135 | 2.41 | 2.725 | 12.8923
T4A | jul | 5.44 | 2.5251 | 2.9149 | 17.0705
T4B | jul | 5.4264 | 2.5239 | 2.9024 | 16.895
T4C | jul | 5.1178 | 2.4984 | 2.6194 | 14.2442
T4E | may | 4.4059 | 1.9606 | 2.4454 | 11.8593
T4G | may | 4.317 | 2.0002 | 2.3168 | 11.4441
T4H | may | 4.2541 | 1.9761 | 2.278 | 12.4519
T4J | may | 4.4682 | 1.7249 | 2.7433 | 11.3657
T4L | may | 4.396 | 1.8111 | 2.585 | 12.0346
T4N | may | 4.3859 | 2.0025 | 2.3834 | 11.4151
T4P | may | 4.3831 | 1.9768 | 2.4063 | 11.4559
T4R | may | 4.3902 | 2.0266 | 2.3635 | 11.5315
T4S | may | 4.3144 | 1.9833 | 2.331 | 10.4822
T4T | may | 3.9272 | 2.2579 | 1.6693 | 6.6562
T4V | may | 4.6088 | 1.6205 | 2.9882 | 12.0754
T4X | may | 4.606 | 1.5175 | 3.0885 | 11.4933
T5A | may | 4.6576 | 1.5118 | 3.1458 | 12.0294
T5B | may | 4.6396 | 1.5206 | 3.1191 | 11.8572
T5C | may | 4.6415 | 1.5153 | 3.1262 | 11.8709
T5E | may | 4.6239 | 1.521 | 3.1029 | 11.7115
T5G | may | 4.6219 | 1.5263 | 3.0957 | 11.6996
T5H | may | 4.627 | 1.5245 | 3.1025 | 11.7181
T5J | may | 4.6271 | 1.5247 | 3.1024 | 11.7022
T5K | may | 4.6206 | 1.5275 | 3.0931 | 11.6343
T5L | may | 4.601 | 1.5308 | 3.0703 | 11.516
T5M | may | 4.5998 | 1.5383 | 3.0615 | 11.4566
T5N | may | 4.6059 | 1.5338 | 3.0721 | 11.5049
T5P | may | 4.5929 | 1.5532 | 3.0397 | 11.2967
T5R | may | 4.6074 | 1.543 | 3.0644 | 11.4317
T5S | may | 4.5624 | 1.6115 | 2.9509 | 10.714
T5T | may | 4.577 | 1.6225 | 2.9545 | 10.7685
T5V | may | 4.575 | 1.5644 | 3.0105 | 11.0953
T5W | may | 4.6563 | 1.515 | 3.1413 | 12.0084
T5X | may | 4.6119 | 1.5156 | 3.0963 | 11.5545
T5Y | may | 4.6527 | 1.4868 | 3.1659 | 12.0237
T5Z | may | 4.631 | 1.5082 | 3.1228 | 11.7417
T6A | may | 4.6466 | 1.5164 | 3.1302 | 11.9005
T6B | may | 4.6431 | 1.5136 | 3.1294 | 11.8416
T6C | may | 4.6349 | 1.5196 | 3.1152 | 11.7639
T6E | may | 4.6288 | 1.522 | 3.1069 | 11.6731
T6G | may | 4.6167 | 1.5305 | 3.0862 | 11.568
T6H | may | 4.6182 | 1.5334 | 3.0848 | 11.5238
T6J | may | 4.6239 | 1.5299 | 3.0939 | 11.5386
T6K | may | 4.6285 | 1.5169 | 3.1116 | 11.6398
T6L | may | 4.6315 | 1.5117 | 3.1197 | 11.6937
T6M | may | 4.5932 | 1.6428 | 2.9504 | 10.7734
T6N | may | 4.6265 | 1.5219 | 3.1046 | 11.5838
T6P | may | 4.6504 | 1.5142 | 3.1362 | 11.896
T6R | may | 4.6168 | 1.5637 | 3.0532 | 11.3047
T6S | may | 4.6683 | 1.5064 | 3.1619 | 12.1649
T6T | may | 4.6333 | 1.5173 | 3.116 | 11.6435
T6V | may | 4.5932 | 1.5256 | 3.0676 | 11.3659
T6W | may | 4.6219 | 1.5616 | 3.0603 | 11.3209
T6X | may | 4.6217 | 1.5169 | 3.1048 | 11.5354
T7A | may | 4.0919 | 2.0979 | 1.994 | 6.4753
T7E | apr | 2.5748 | 0.76798 | 1.8069 | 4.7658
T7N | may | 4.33 | 1.5339 | 2.796 | 8.5442
T7P | may | 4.4179 | 1.5358 | 2.882 | 9.0024
T7S | may | 3.9859 | 1.8257 | 2.1601 | 4.8058
T7V | may | 3.6626 | 1.982 | 1.6805 | 4.8779
T7X | may | 4.5012 | 1.6837 | 2.8175 | 9.3253
T7Y | may | 4.5221 | 1.7727 | 2.7493 | 9.5388
T7Z | may | 4.4564 | 1.6807 | 2.7758 | 8.7164
T8A | may | 4.6566 | 1.5214 | 3.1351 | 11.9124
T8B | may | 4.6346 | 1.5334 | 3.1012 | 11.508
T8C | may | 4.626 | 1.5603 | 3.0657 | 11.3303
T8E | may | 4.6432 | 1.5346 | 3.1085 | 11.7519
T8G | may | 4.6137 | 1.6005 | 3.0132 | 11.1288
T8H | may | 4.6672 | 1.5105 | 3.1567 | 12.1045
T8L | may | 4.6574 | 1.4853 | 3.1721 | 12.1362
T8N | may | 4.5695 | 1.5504 | 3.0192 | 10.9623
T8R | may | 4.5339 | 1.512 | 3.0219 | 10.4638
T8S | may | 4.3165 | 1.0222 | 3.2943 | 11.9779
T8V | may | 4.3622 | 1.2484 | 3.1138 | 10.4659
T8W | may | 4.3565 | 1.2601 | 3.0964 | 10.3941
T8X | may | 4.36 | 1.2498 | 3.1101 | 10.4122
T9A | may | 4.5467 | 1.6391 | 2.9076 | 10.8083
T9C | may | 4.5761 | 1.3715 | 3.2046 | 12.8462
T9E | may | 4.5789 | 1.5844 | 2.9945 | 10.9991
T9G | may | 4.5787 | 1.755 | 2.8237 | 10.2322
T9H | may | 4.2472 | 1.3946 | 2.8526 | 8.3447
T9J | may | 4.2764 | 1.3995 | 2.8769 | 8.5269
T9K | may | 4.2873 | 1.3993 | 2.888 | 8.6095
T9M | may | 4.4162 | 1.3332 | 3.083 | 11.199
T9N | may | 4.3858 | 1.399 | 2.9869 | 10.823
T9S | may | 4.3358 | 1.4974 | 2.8384 | 8.4526
T9V | may | 4.573 | 1.5113 | 3.0617 | 12.526
T9W | may | 4.6023 | 1.3427 | 3.2596 | 13.6333
T9X | may | 4.5277 | 1.3526 | 3.1752 | 12.5388
V0A | jul | 4.1627 | 2.9974 | 1.1653 | -20.8644
V0B | jul | 5.2896 | 1.9556 | 3.334 | -1.647
V0C | jun | 4.0361 | 2.1683 | 1.8678 | 0.25984
V0E | jul | 4.6651 | 2.6536 | 2.0115 | -14.3548
V0G | jul | 4.8304 | 2.7404 | 2.09 | -20.6649
V0H | jul | 5.3228 | 1.3856 | 3.9372 | 5.1087
V0J | jun | 3.7693 | 2.2919 | 1.4774 | -9.8637
V0K | jul | 4.5674 | 1.9617 | 2.6057 | 0.28304
V0L | jul | 4.1636 | 1.9751 | 2.1884 | -0.38986
V0M | jul | 4.3873 | 2.2176 | 2.1697 | -38.9998
V0N | jul | 3.8065 | 2.3616 | 1.4449 | -46.5518
V0P | jul | 3.8476 | 2.4121 | 1.4356 | -54.9904
V0R | jul | 3.9122 | 2.0102 | 1.902 | -70.3517
V0S | jul | 3.8045 | 1.9013 | 1.9032 | -81.6502
V0T | jul | 3.2997 | 3.1249 | 0.17482 | -68.2542
V0V | jun | 2.9737 | 4.3984 | -1.4247 | -85.4626
V0W | jun | 3.6166 | 1.1923 | 2.4243 | 4.1958
V0X | jul | 4.834 | 1.321 | 3.5131 | -3.1836
V1A | jul | 5.8634 | 1.4802 | 4.3832 | 9.6556
V1B | jul | 5.4242 | 1.8327 | 3.5915 | 4.3909
V1C | jul | 5.9825 | 1.4563 | 4.5261 | 8.89
V1E | jul | 5.5059 | 1.8048 | 3.7011 | 6.5578
V1G | may | 4.205 | 1.4345 | 2.7705 | 7.4012
V1H | jul | 5.7832 | 1.4175 | 4.3657 | 13.7631
V1J | may | 4.1862 | 1.6707 | 2.5155 | 8.6875
V1K | jul | 4.8727 | 1.1601 | 3.7126 | 7.1115
V1L | jul | 5.1163 | 2.5939 | 2.5225 | -18.203
V1M | jul | 4.572 | 2.1004 | 2.4717 | -39.392
V1N | jul | 5.3612 | 2.0038 | 3.3575 | -9.5697
V1P | jul | 5.1929 | 1.6631 | 3.5299 | 3.5464
V1R | jul | 6.0058 | 1.3568 | 4.6491 | 1.5843
V1S | jul | 5.2856 | 1.2368 | 4.0488 | 16.2477
V1T | jul | 5.9397 | 1.3264 | 4.6132 | 15.9044
V1V | jul | 6.0529 | 1.1064 | 4.9465 | 19.7878
V1W | jul | 5.6687 | 1.2403 | 4.4283 | 14.4704
V1X | jul | 5.8806 | 1.2132 | 4.6675 | 16.5203
V1Y | jul | 5.8628 | 1.1629 | 4.6999 | 17.6719
V1Z | jul | 5.3338 | 1.4681 | 3.8657 | 9.0884
V2A | jul | 5.6907 | 1.0425 | 4.6483 | 16.1244
V2B | jul | 5.693 | 1.2724 | 4.4206 | 19.3961
V2C | jul | 5.451 | 1.5058 | 3.9452 | 14.616
V2E | jul | 5.5599 | 1.3038 | 4.2561 | 18.095
V2G | jul | 4.7418 | 1.846 | 2.8958 | 10.5322
V2H | jul | 5.5939 | 1.4091 | 4.1849 | 16.9814
V2J | jul | 4.5002 | 2.4114 | 2.0888 | 2.6907
V2K | jul | 4.4817 | 2.1846 | 2.2971 | 1.9654
V2L | jul | 4.6832 | 2.0196 | 2.6636 | 4.555
V2M | jul | 4.6078 | 2.0541 | 2.5537 | 4.3991
V2N | jul | 4.4752 | 2.3576 | 2.1177 | 1.1701
V2P | jul | 4.81 | 2.014 | 2.796 | -34.6968
V2R | jul | 4.7226 | 2.0239 | 2.6986 | -33.8332
V2S | jul | 4.7381 | 1.8813 | 2.8567 | -30.3458
V2T | jul | 4.6948 | 1.7804 | 2.9144 | -29.0338
V2V | jul | 4.6223 | 2.4286 | 2.1937 | -46.0386
V2W | jul | 4.5466 | 2.3762 | 2.1704 | -46.3795
V2X | jul | 4.5541 | 2.3505 | 2.2036 | -46.4684
V2Y | jul | 4.5886 | 1.832 | 2.7566 | -32.0266
V2Z | jul | 4.6084 | 1.5123 | 3.0961 | -22.6511
V3A | jul | 4.5956 | 1.5909 | 3.0047 | -24.9609
V3B | jul | 4.5685 | 2.4066 | 2.1619 | -51.5859
V3C | jul | 4.6273 | 2.2154 | 2.4119 | -46.7059
V3E | jul | 4.4738 | 2.625 | 1.8489 | -56.629
V3G | jul | 4.7702 | 2.0022 | 2.7679 | -32.7766
V3H | jul | 4.5261 | 2.3626 | 2.1636 | -51.706
V3J | jul | 4.6389 | 2.0343 | 2.6046 | -42.7484
V3K | jul | 4.6546 | 1.9526 | 2.702 | -39.8753
V3L | jul | 4.6633 | 1.7383 | 2.9249 | -33.8453
V3M | jul | 4.6612 | 1.5605 | 3.1007 | -27.3231
V3N | jul | 4.671 | 1.6736 | 2.9974 | -31.6565
V3R | jul | 4.634 | 1.8741 | 2.7599 | -36.0878
V3S | jul | 4.5887 | 1.4795 | 3.1092 | -21.4782
V3T | jul | 4.6402 | 1.7643 | 2.8758 | -33.0926
V3V | jul | 4.6461 | 1.6786 | 2.9675 | -30.7885
V3W | jul | 4.6255 | 1.5471 | 3.0784 | -25.3415
V3X | jul | 4.6139 | 1.4122 | 3.2017 | -20.3802
V3Y | jul | 4.561 | 2.4333 | 2.1277 | -50.6633
V4A | jul | 4.6013 | 1.3359 | 3.2654 | -17.2936
V4B | jul | 4.5877 | 1.4137 | 3.174 | -19.2418
V4C | jul | 4.6446 | 1.4912 | 3.1534 | -24.5555
V4E | jul | 4.6306 | 1.3823 | 3.2483 | -20.2736
V4G | jul | 4.6562 | 1.346 | 3.3102 | -18.8668
V4K | jul | 4.6618 | 1.1779 | 3.4839 | -12.413
V4L | jul | 4.6762 | 1.1205 | 3.5557 | -10.2006
V4M | jul | 4.6762 | 1.1205 | 3.5557 | -10.2006
V4N | jul | 4.6058 | 1.9204 | 2.6854 | -35.8579
V4P | jul | 4.6017 | 1.3289 | 3.2729 | -17.1148
V4R | jul | 4.4831 | 2.6681 | 1.815 | -55.0626
V4S | jul | 4.5804 | 2.4441 | 2.1363 | -47.4822
V4T | jul | 5.5452 | 1.2778 | 4.2674 | 14.0414
V4V | jul | 5.5458 | 1.5427 | 4.003 | 8.9027
V4W | jul | 4.6211 | 1.7333 | 2.8877 | -29.3227
V4X | jul | 4.6473 | 1.8959 | 2.7514 | -33.5542
V4Z | jul | 4.46 | 1.8848 | 2.5753 | -32.4789
V5A | jul | 4.6343 | 1.9332 | 2.701 | -40.0948
V5B | jul | 4.6376 | 1.8834 | 2.7541 | -37.7825
V5C | jul | 4.6262 | 1.8996 | 2.7267 | -37.476
V5E | jul | 4.6763 | 1.6692 | 3.0071 | -31.4033
V5G | jul | 4.6825 | 1.6856 | 2.9969 | -31.5035
V5H | jul | 4.6831 | 1.6221 | 3.061 | -29.26
V5J | jul | 4.6776 | 1.5567 | 3.1209 | -26.7968
V5K | jul | 4.6186 | 1.9057 | 2.7129 | -36.8793
V5L | jul | 4.6176 | 1.8928 | 2.7248 | -35.9115
V5M | jul | 4.6677 | 1.7244 | 2.9433 | -31.7595
V5N | jul | 4.6769 | 1.6464 | 3.0305 | -28.9135
V5P | jul | 4.6932 | 1.5209 | 3.1723 | -24.8284
V5R | jul | 4.6906 | 1.5972 | 3.0934 | -27.8927
V5S | jul | 4.6874 | 1.5329 | 3.1545 | -25.5375
V5T | jul | 4.6983 | 1.5712 | 3.1271 | -26.5251
V5V | jul | 4.6983 | 1.5712 | 3.1271 | -26.5251
V5W | jul | 4.6983 | 1.5712 | 3.1271 | -26.5251
V5X | jul | 4.6983 | 1.5712 | 3.1271 | -26.5251
V5Y | jul | 4.6983 | 1.5712 | 3.1271 | -26.5251
V5Z | jul | 4.6983 | 1.5712 | 3.1271 | -26.5251
V6A | jul | 4.6983 | 1.5712 | 3.1271 | -26.5251
V6B | jul | 4.6983 | 1.5712 | 3.1271 | -26.5251
V6C | jul | 4.6983 | 1.5712 | 3.1271 | -26.5251
V6E | jul | 4.6983 | 1.5712 | 3.1271 | -26.5251
V6G | jul | 4.6983 | 1.5712 | 3.1271 | -26.5251
V6H | jul | 4.6983 | 1.5712 | 3.1271 | -26.5251
V6J | jul | 4.6983 | 1.5712 | 3.1271 | -26.5251
V6K | jul | 4.6983 | 1.5712 | 3.1271 | -26.5251
V6L | jul | 4.6983 | 1.5712 | 3.1271 | -26.5251
V6M | jul | 4.6983 | 1.5712 | 3.1271 | -26.5251
V6N | jul | 4.6983 | 1.5712 | 3.1271 | -26.5251
V6P | jul | 4.6983 | 1.5712 | 3.1271 | -26.5251
V6V | jul | 4.6819 | 1.4742 | 3.2077 | -23.3561
V6W | jul | 4.6772 | 1.3032 | 3.374 | -17.0007
V6X | jul | 4.6983 | 1.5712 | 3.1271 | -26.5251
V6Y | jul | 4.6795 | 1.1994 | 3.4802 | -13.0623
V6Z | jul | 4.6983 | 1.5712 | 3.1271 | -26.5251
V7A | jul | 4.6762 | 1.1205 | 3.5557 | -10.2006
V7B | jul | 4.6983 | 1.5712 | 3.1271 | -26.5251
V7C | jul | 4.684 | 1.2796 | 3.4044 | -15.9622
V7E | jul | 4.6762 | 1.1205 | 3.5557 | -10.2006
V7G | jul | 4.4239 | 2.6794 | 1.7444 | -61.2812
V7H | jul | 4.4372 | 2.6081 | 1.8291 | -58.217
V7J | jul | 4.4232 | 2.64 | 1.7832 | -58.1429
V7K | jul | 4.3826 | 2.7734 | 1.6092 | -61.0944
V7L | jul | 4.5202 | 2.2534 | 2.2669 | -46.2377
V7M | jul | 4.6699 | 1.6789 | 2.991 | -29.5901
V7N | jul | 4.4238 | 2.6386 | 1.7852 | -56.7484
V7P | jul | 4.6983 | 1.5712 | 3.1271 | -26.5251
V7R | jul | 4.2847 | 3.14 | 1.1447 | -70.7209
V7S | jul | 4.2775 | 3.0316 | 1.2459 | -68.0417
V7T | jul | 4.6445 | 1.7733 | 2.8712 | -32.2207
V7V | jul | 4.3309 | 2.8278 | 1.5031 | -62.3043
V7W | jul | 4.2642 | 3.0733 | 1.1908 | -68.8904
V8A | jul | 4.6442 | 2.033 | 2.6112 | -29.6865
V8B | jul | 4.225 | 2.8399 | 1.3851 | -63.5695
V8C | jul | 3.7393 | 2.7542 | 0.98513 | -66.5986
V8G | jul | 3.7506 | 2.0635 | 1.6872 | -25.222
V8J | jun | 2.8753 | 4.7962 | -1.9209 | -88.1624
V8K | jul | 4.5867 | 0.73359 | 3.8531 | -12.174
V8L | jul | 4.618 | 0.65624 | 3.9617 | -10.7671
V8M | jul | 4.627 | 0.62479 | 4.0022 | -10.1298
V8N | jul | 4.5514 | 0.49151 | 4.0599 | -4.3877
V8P | jul | 4.5514 | 0.49151 | 4.0599 | -4.3877
V8R | jul | 4.5514 | 0.49151 | 4.0599 | -4.3877
V8S | jul | 4.5514 | 0.49151 | 4.0599 | -4.3877
V8T | jul | 4.5514 | 0.49151 | 4.0599 | -4.3877
V8V | jul | 4.5514 | 0.49151 | 4.0599 | -4.3877
V8W | jul | 4.5514 | 0.49151 | 4.0599 | -4.3877
V8X | jul | 4.5661 | 0.50604 | 4.0601 | -4.7968
V8Y | jul | 4.6527 | 0.59139 | 4.0613 | -7.2003
V8Z | jul | 4.6008 | 0.54361 | 4.0572 | -5.9399
V9A | jul | 4.5512 | 0.50018 | 4.051 | -4.9235
V9B | jul | 4.4443 | 0.6795 | 3.7648 | -19.6464
V9C | jul | 4.366 | 0.68444 | 3.6816 | -22.1568
V9E | jul | 4.5549 | 0.63661 | 3.9183 | -13.4906
V9G | jul | 4.4452 | 1.151 | 3.2942 | -28.4588
V9H | jul | 4.5741 | 1.7786 | 2.7955 | -37.8474
V9J | jul | 4.6311 | 1.4601 | 3.171 | -35.8319
V9K | jul | 4.3717 | 1.4142 | 2.9576 | -42.0515
V9L | jul | 4.3793 | 1.0234 | 3.356 | -31.6797
V9M | jul | 4.9461 | 1.1264 | 3.8197 | -20.1074
V9N | jul | 4.7214 | 1.3131 | 3.4084 | -31.6928
V9P | jul | 4.4527 | 1.2162 | 3.2366 | -29.8603
V9R | jul | 4.5353 | 1.0425 | 3.4927 | -21.3192
V9S | jul | 4.5376 | 1.0969 | 3.4407 | -19.4363
V9T | jul | 4.5342 | 1.1032 | 3.431 | -19.7783
V9V | jul | 4.5376 | 1.0969 | 3.4407 | -19.4363
V9W | jul | 4.6726 | 1.5574 | 3.1151 | -31.3997
V9X | jul | 4.3364 | 1.3861 | 2.9503 | -37.5034
V9Y | jul | 4.1756 | 1.6977 | 2.4779 | -61.5948
V9Z | jul | 4.0457 | 1.3988 | 2.6469 | -56.0973
X0A | jun | 2.0434 | 0.5633 | 1.4801 | 1.5391
X0B | jul | 3.1916 | 0.92786 | 2.2637 | 6.4252
X0C | jul | 3.3313 | 1.4455 | 1.8858 | 3.8648
X0E | jun | 3.8695 | 0.99842 | 2.8711 | 7.2687
X0G | jun | 4.7882 | 2.0578 | 2.7304 | 6.1423
X1A | jun | 4.5351 | 0.80146 | 3.7336 | 10.5602
Y0A | jun | 4.0987 | 1.9573 | 2.1414 | 0.99528
Y0B | jun | 4.0108 | 1.4905 | 2.5202 | 6.2312
Y1A | jun | 4.1289 | 1.0929 | 3.036 | 11.9578

## gpd (hidden)
On average, approximately 20% (~10 gallons per day) of hot water is wasted by typical distribution system (Klein & Van Decker)
assume distribution system wasted hot water to be a linear function of number of occupants, estimated as follows
| occ | %waste*
| 1 | 24%
| 2 | 22.4%
| 3 | 20.8%
| 4 | 19.2%
| 5 | 17.6%
| 6 | 16%
%waste = 0.256 -0.016*occ
* Derived from values proposed by Van Decker
and:
Occ = 1.09 + 0.54*Nbr (from Parker & Lutz draft paper) | [8 empty] | 90% |  |  |  | normalixed to Fmix
Nbr | occ | x | Fmix_57 | HWgpd** | %waste | Wgpd | Wpred | Fgpd | Ifrac | Fpred | HWpred | %error | nWgdp | nFgdp | (nW+nF)gpd
1 | 1.63 | 5.4535 | 0.67638 | 29.7083 | 22.99% | 6.8305 | 6.6285 | 17.4243 | 0.57286 | 16.6388 | 28.7208 | -3.324% | 10.0987 | 25.7613 | 35.86
2 | 2.17 | 6.8295 | 0.67638 | 39.1197 | 22.13% | 8.6564 | 8.9301 | 23.6338 | 0.58873 | 23.4026 | 39.1622 | 0.1087% | 12.7982 | 34.9418 | 47.74
3 | 2.71 | 8.2055 | 0.67638 | 48.531 | 21.26% | 10.3196 | 10.631 | 30.0059 | 0.60145 | 30.1663 | 49.0029 | 0.9723% | 15.2573 | 44.3627 | 59.62
4 | 3.25 | 9.5815 | 0.67638 | 57.9424 | 20.4% | 11.8202 | 12.0309 | 36.5406 | 0.61257 | 36.9301 | 58.5426 | 1.036% | 17.4759 | 54.0241 | 71.5
5 | 3.79 | 10.9576 | 0.67638 | 67.3537 | 19.54% | 13.1582 | 13.2425 | 43.238 | 0.62276 | 43.6939 | 67.8939 | 0.802% | 19.454 | 63.926 | 83.38
6 | 4.33 | 12.3336 | 0.67638 | 76.7651 | 18.67% | 14.3336 | 14.3225 | 50.0979 | 0.63235 | 50.4576 | 77.1137 | 0.4541% | 21.1917 | 74.0683 | 95.26
7 | 4.87 | 13.7096 | 0.67638 | 86.1764 | 17.81% | 15.3463 | 15.304 | 57.1206 | 0.64155 | 57.2214 | 86.235 | 0.06793% | 22.689 | 84.451 | 107.14
8 | 5.41 | 15.0856 | 0.67638 | 95.5878 | 16.94% | 16.1964 | 16.2085 | 64.3058 | 0.65047 | 63.9851 | 95.2792 | -0.3228% | 23.9459 | 95.0741 | 119.02
9 | 5.95 | 16.4616 | 0.67638 | 104.9991 | 16.08% | 16.8839 | 17.0505 | 71.6537 | 0.65918 | 70.7489 | 104.261 | -0.703% | 24.9623 | 105.9377 | 130.9
** from Parker & Lutz data as modified by Van Decker waste fraction
nWgpd = 9.8*Nbr^0.43 | [7 empty] | nFgpd = 14.6 + 10.0*Nbr
Ifrac= 0.56 + 0.015*Nbr - 0.0004*Nbr^2 | [7 empty] | (nW+nF)gpd = 23.98 + 11.88*Nbr

## Tmains (hidden)
Monthly Tmains from EnergyGauge USA |  |  |  | Monthly Fmix |  |  | Monthly HWgpd |  |  | HW gallons per month |  |  |  | Btu/mo
Month | Duluth | SanFran | Miami | Duluth | SanFran | Miami | Duluth | SanFran | Miami | #Days | Duluth | SanFran | Miami | Duluth | SanFran | Miami
Jan | 37.58 | 60.02 | 76.46 | 0.77122 | 0.69221 | 0.58797 | #REF! | #REF! | #REF! | 31 | #REF! | #REF! | #REF! | #REF! | #REF! | #REF!
Feb | 35.52 | 59.83 | 77.05 | 0.77649 | 0.69311 | 0.5829 | #REF! | #REF! | #REF! | 28 | #REF! | #REF! | #REF! | #REF! | #REF! | #REF!
Mar | 35.96 | 60.41 | 78.95 | 0.77538 | 0.69035 | 0.56569 | #REF! | #REF! | #REF! | 31 | #REF! | #REF! | #REF! | #REF! | #REF! | #REF!
Apr | 38.78 | 61.63 | 81.67 | 0.76804 | 0.68439 | 0.53843 | #REF! | #REF! | #REF! | 30 | #REF! | #REF! | #REF! | #REF! | #REF! | #REF!
May | 43.27 | 63.15 | 84.49 | 0.75529 | 0.67664 | 0.50629 | #REF! | #REF! | #REF! | 31 | #REF! | #REF! | #REF! | #REF! | #REF! | #REF!
Jun | 48.23 | 64.58 | 86.68 | 0.73948 | 0.66898 | 0.47808 | #REF! | #REF! | #REF! | 30 | #REF! | #REF! | #REF! | #REF! | #REF! | #REF!
Jul | 52.39 | 65.55 | 87.67 | 0.72456 | 0.66358 | 0.46424 | #REF! | #REF! | #REF! | 31 | #REF! | #REF! | #REF! | #REF! | #REF! | #REF!
Aug | 54.65 | 65.81 | 87.2 | 0.71571 | 0.66211 | 0.4709 | #REF! | #REF! | #REF! | 31 | #REF! | #REF! | #REF! | #REF! | #REF! | #REF!
Sep | 54.43 | 65.28 | 85.4 | 0.71659 | 0.6651 | 0.49495 | #REF! | #REF! | #REF! | 30 | #REF! | #REF! | #REF! | #REF! | #REF! | #REF!
Oct | 51.78 | 64.11 | 82.73 | 0.72685 | 0.67154 | 0.52685 | #REF! | #REF! | #REF! | 31 | #REF! | #REF! | #REF! | #REF! | #REF! | #REF!
Nov | 47.4 | 62.6 | 79.89 | 0.74227 | 0.67949 | 0.55664 | #REF! | #REF! | #REF! | 30 | #REF! | #REF! | #REF! | #REF! | #REF! | #REF!
Dec | 42.43 | 61.15 | 77.62 | 0.75778 | 0.68677 | 0.57788 | #REF! | #REF! | #REF! | 31 | #REF! | #REF! | #REF! | #REF! | #REF! | #REF!
Avg/wtdAvg | 45.2017 | 62.8433 | 82.1508 | 0.74747 | 0.67786 | 0.52923 | #REF! | #REF! | #REF! | 365 | #REF! | #REF! | #REF! | #REF! | #REF! | #REF!
TairAvg | 39.2 | 56.8 | 76.1 | 0.74811 | 0.67638 | 0.52941 | #REF! | #REF! | #REF! |  |  |  |  | #REF! | #REF! | #REF! | gas therms
diff | 6.0017 | 6.0433 | 6.0508 | -0.00063978 | 0.0014809 | -0.00017714 | #REF! | #REF! | #REF! |  | (nW+nF)gpd = 23.98 + 11.88*Nbr |  |  | #REF! | #REF! | #REF! | elec kWh
[8 empty] | average diff = | #REF!
Tmains_offset = | 6.4 | (this value used only in this spreadsheet; CMP uses actual Tmain calculation relfected by row 15)

## HERS_change (hidden)
How much will HERS Index change with respect to the current HW method ?
scenario 1: | High-performance (2012 IECC) 2400sf, 2sty, 3br homes
scenario 2: | HERS Reference 2400sf, 2sty, 3br homes
scenario 3: | Existing 2400sf, 2sty, 3br homes
Change HERS Index Scores for 3 home scenarios in 3 climates with 3 WH efficiencies
Scenarios | gas WH | Duluth |  |  | San Francisco |  |  | Miami
| EF | Old HERS | New HERS | ΔHERS | Old HERS | New HERS | ΔHERS | Old HERS | New HERS | ΔHERS
Scenario 1 | 0.53 | 68.632 | 67.8973 | -0.73465 | 73.4951 | 71.8016 | -1.6935 | 70.5406 | 69.345 | -1.1956
| 0.59 | 65.5578 | 65.1281 | -0.42968 | 68.836 | 67.8675 | -0.96851 | 68.7844 | 68.1438 | -0.6406
| 0.67 | 62.409 | 62.2917 | -0.11732 | 64.0819 | 63.8532 | -0.22871 | 66.9954 | 66.9201 | -0.075263
| range | 6.223 | 5.6057 | 0.61734 | 9.4132 | 7.9483 | 1.4648 | 3.5452 | 2.4248 | 1.1203
Scenario 2 | 0.53 | 103.1026 | 102.7945 | -0.30813 | 104.7077 | 103.9752 | -0.73253 | 101.7753 | 101.2145 | -0.5608
| 0.59 | 99.9975 | 99.9974 | -0.00010412 | 100.0012 | 100.0011 | -0.00013608 | 100.0009 | 100.0009 | -9.46e-05 | all HERS Index scores this row are 100 by definition
| 0.67 | 96.8076 | 97.124 | 0.31634 | 95.1841 | 95.9336 | 0.7495 | 98.1833 | 98.7576 | 0.57431
| range | 6.295 | 5.6705 | 0.62448 | 9.5236 | 8.0416 | 1.482 | 3.592 | 2.4569 | 1.1351
Scenario 3 | 0.53 | 130.2022 | 130.2592 | 0.05703 | 130.8451 | 130.9997 | 0.15461 | 130.767 | 130.8564 | 0.089434
| 0.59 | 127.1025 | 127.467 | 0.36453 | 126.1489 | 127.0343 | 0.88539 | 128.9927 | 129.6428 | 0.65014
| 0.67 | 123.9126 | 124.5936 | 0.68098 | 121.3237 | 122.96 | 1.6363 | 127.175 | 128.3996 | 1.2245
| range | 6.2896 | 5.6657 | 0.62395 | 9.5214 | 8.0397 | 1.4817 | 3.592 | 2.4569 | 1.1351
| HW % of REUL = | 11.94% | 9.524% | 2.418% | 17.87% | 14.45% | 3.419% | 6.627% | 4.018% | 2.609% | for HERS Reference case
Location | Las Vegas, NV |  | Old HERS | New HERS
Scenario | 1 |  | 68.7844 | 68.3658
EF | 0.59 |  | ΔHERS | -0.41863
gpd | 40.1
End Uses | EC_x | EC_r | nMEUL | REUL | [12 empty] | menu lists
Heating | 0.26 | 0.9 | 0.63845 | 2.21 | [12 empty] | Location | Scenerio | EF
Cooling | 16.73 | 27.5 | 41.5029 | 68.22 | [12 empty] | Duluth | 1 | 0.53
Hot water | 12.45 | 12.79 | 6.7169 | 6.9 | [12 empty] | San Fran | 2 | 0.59
L&A | 22.76 | 26.79 | 22.76 | 26.79 | [12 empty] | Miami | 3 | 0.67
Totals | 52.2 | 67.98 | 71.6183 | 104.12
Selected for EF
Duluth | [5 empty] | San Francisco | [5 empty] | Miami
1 | 0.59 |  |  |  |  | 1 | 0.59 |  |  |  |  | 0.59 | 0.59
End Uses | EC_x | EC_r | nMEUL | REUL |  | End Uses | EC_x | EC_r | nMEUL | REUL |  | End Uses | EC_x | EC_r | nMEUL | REUL
heating | 64.99 | 121.68 | 37.19 | 69.71 |  | heating | 3.26 | 9.22 | 6.56 | 19.93 |  | heating | 0.26 | 0.9 | 0.62 | 2.21
cooling | 0.83 | 2.15 | 1.48 | 4.01 |  | cooling | 0.08 | 0.54 | 0.13 | 1.16 |  | cooling | 16.73 | 27.5 | 41.32 | 68.22
hot water | 24.11 | 24.73 | 13.29 | 13.63 |  | hot water | 18.57 | 19.06 | 10.15 | 10.42 |  | hot water | 12.45 | 12.79 | 6.71 | 6.9
L&A | 22.76 | 26.79 | 22.76 | 26.79 |  | L&A | 22.76 | 26.79 | 22.76 | 26.79 |  | L&A | 22.76 | 26.79 | 22.76 | 26.79
Totals |  |  | 74.72 | 114.14 |  | Totals |  |  | 39.6 | 58.3 |  | Totals |  |  | 71.41 | 104.12
Selected for Scenario
Duluth | [5 empty] | San Francisco | [5 empty] | Miami
1 | EF=0.53 |  |  |  |  | 1 | EF=0.53 |  |  |  |  | 1 | EF=0.53
End Uses | EC_x | EC_r | nMEUL | REUL |  | End Uses | EC_x | EC_r | nMEUL | REUL |  | End Uses | EC_x | EC_r | nMEUL | REUL
heating | 64.99 | 121.68 | 37.19 | 69.71 |  | heating | 3.26 | 9.22 | 6.56 | 19.93 |  | heating | 0.26 | 0.9 | 0.62 | 2.21
cooling | 0.83 | 2.15 | 1.48 | 4.01 |  | cooling | 0.08 | 0.54 | 0.13 | 1.16 |  | cooling | 16.73 | 27.5 | 41.32 | 68.22
hot water | 27.63 | 24.73 | 16.8 | 13.63 |  | hot water | 21.34 | 19.06 | 12.87 | 10.42 |  | hot water | 14.36 | 12.79 | 8.54 | 6.9
L&A | 22.76 | 26.79 | 22.76 | 26.79 |  | L&A | 22.76 | 26.79 | 22.76 | 26.79 |  | L&A | 22.76 | 26.79 | 22.76 | 26.79
Totals |  |  | 78.23 | 114.14 |  | Totals |  |  | 42.32 | 58.3 |  | Totals |  |  | 73.24 | 104.12
1 | EF=0.59 |  |  |  |  | 1 | EF=0.59 |  |  |  |  | 1 | EF=0.59
End Uses | EC_x | EC_r | nMEUL | REUL |  | End Uses | EC_x | EC_r | nMEUL | REUL |  | End Uses | EC_x | EC_r | nMEUL | REUL
heating | 64.99 | 121.68 | 37.19 | 69.71 |  | heating | 3.26 | 9.22 | 6.56 | 19.93 |  | heating | 0.26 | 0.9 | 0.62 | 2.21
cooling | 0.83 | 2.15 | 1.48 | 4.01 |  | cooling | 0.08 | 0.54 | 0.13 | 1.16 |  | cooling | 16.73 | 27.5 | 41.32 | 68.22
hot water | 24.11 | 24.73 | 13.29 | 13.63 |  | hot water | 18.57 | 19.06 | 10.15 | 10.42 |  | hot water | 12.45 | 12.79 | 6.71 | 6.9
L&A | 22.76 | 26.79 | 22.76 | 26.79 |  | L&A | 22.76 | 26.79 | 22.76 | 26.79 |  | L&A | 22.76 | 26.79 | 22.76 | 26.79
Totals |  |  | 74.72 | 114.14 |  | Totals |  |  | 39.6 | 58.3 |  | Totals |  |  | 71.41 | 104.12
1 | EF=0.67 |  |  |  |  | 1 | EF=0.67 |  |  |  |  | 1 | EF=0.67
End Uses | EC_x | EC_r | nMEUL | REUL |  | End Uses | EC_x | EC_r | nMEUL | REUL |  | End Uses | EC_x | EC_r | nMEUL | REUL
heating | 64.99 | 121.68 | 37.19 | 69.71 |  | heating | 3.26 | 9.22 | 6.56 | 19.93 |  | heating | 0.26 | 0.9 | 0.62 | 2.21
cooling | 0.83 | 2.15 | 1.48 | 4.01 |  | cooling | 0.08 | 0.54 | 0.13 | 1.16 |  | cooling | 16.73 | 27.5 | 41.32 | 68.22
hot water | 20.39 | 24.73 | 9.7 | 13.63 |  | hot water | 15.65 | 19.06 | 7.38 | 10.42 |  | hot water | 10.43 | 12.79 | 4.85 | 6.9
L&A | 22.76 | 26.79 | 22.76 | 26.79 |  | L&A | 22.76 | 26.79 | 22.76 | 26.79 |  | L&A | 22.76 | 26.79 | 22.76 | 26.79
Totals |  |  | 71.13 | 114.14 |  | Totals |  |  | 36.83 | 58.3 |  | Totals |  |  | 69.55 | 104.12
Raw Data
Duluth | [5 empty] | San Francisco | [5 empty] | Miami
Sc 1 | EF=0.53 |  |  |  |  | Sc 1 | EF=0.53 |  |  |  |  | Sc 1 | EF=0.53
End Uses | EC_x | EC_r | nMEUL | REUL |  | End Uses | EC_x | EC_r | nMEUL | REUL |  | End Uses | EC_x | EC_r | nMEUL | REUL
heating | 64.99 | 121.68 | 37.19 | 69.71 |  | heating | 3.26 | 9.22 | 6.56 | 19.93 |  | heating | 0.26 | 0.9 | 0.62 | 2.21
cooling | 0.83 | 2.15 | 1.48 | 4.01 |  | cooling | 0.08 | 0.54 | 0.13 | 1.16 |  | cooling | 16.73 | 27.5 | 41.32 | 68.22
hot water | 27.63 | 24.73 | 16.8 | 13.63 |  | hot water | 21.34 | 19.06 | 12.87 | 10.42 |  | hot water | 14.36 | 12.79 | 8.54 | 6.9
L&A | 22.76 | 26.79 | 22.76 | 26.79 |  | L&A | 22.76 | 26.79 | 22.76 | 26.79 |  | L&A | 22.76 | 26.79 | 22.76 | 26.79
Totals |  |  | 78.23 | 114.14 |  | Totals |  |  | 42.32 | 58.3 |  | Totals |  |  | 73.24 | 104.12
Sc 1 | EF=0.59 |  |  |  |  | Sc 1 | EF=0.59 |  |  |  |  | Sc 1 | EF=0.59
End Uses | EC_x | EC_r | nMEUL | REUL |  | End Uses | EC_x | EC_r | nMEUL | REUL |  | End Uses | EC_x | EC_r | nMEUL | REUL
heating | 64.99 | 121.68 | 37.19 | 69.71 |  | heating | 3.26 | 9.22 | 6.56 | 19.93 |  | heating | 0.26 | 0.9 | 0.62 | 2.21
cooling | 0.83 | 2.15 | 1.48 | 4.01 |  | cooling | 0.08 | 0.54 | 0.13 | 1.16 |  | cooling | 16.73 | 27.5 | 41.32 | 68.22
hot water | 24.11 | 24.73 | 13.29 | 13.63 |  | hot water | 18.57 | 19.06 | 10.15 | 10.42 |  | hot water | 12.45 | 12.79 | 6.71 | 6.9
L&A | 22.76 | 26.79 | 22.76 | 26.79 |  | L&A | 22.76 | 26.79 | 22.76 | 26.79 |  | L&A | 22.76 | 26.79 | 22.76 | 26.79
Totals |  |  | 74.72 | 114.14 |  | Totals |  |  | 39.6 | 58.3 |  | Totals |  |  | 71.41 | 104.12
Sc 1 | EF=0.67 |  |  |  |  | Sc 1 | EF=0.67 |  |  |  |  | Sc 1 | EF=0.67
End Uses | EC_x | EC_r | nMEUL | REUL |  | End Uses | EC_x | EC_r | nMEUL | REUL |  | End Uses | EC_x | EC_r | nMEUL | REUL
heating | 64.99 | 121.68 | 37.19 | 69.71 |  | heating | 3.26 | 9.22 | 6.56 | 19.93 |  | heating | 0.26 | 0.9 | 0.62 | 2.21
cooling | 0.83 | 2.15 | 1.48 | 4.01 |  | cooling | 0.08 | 0.54 | 0.13 | 1.16 |  | cooling | 16.73 | 27.5 | 41.32 | 68.22
hot water | 20.39 | 24.73 | 9.7 | 13.63 |  | hot water | 15.65 | 19.06 | 7.38 | 10.42 |  | hot water | 10.43 | 12.79 | 4.85 | 6.9
L&A | 22.76 | 26.79 | 22.76 | 26.79 |  | L&A | 22.76 | 26.79 | 22.76 | 26.79 |  | L&A | 22.76 | 26.79 | 22.76 | 26.79
Totals |  |  | 71.13 | 114.14 |  | Totals |  |  | 36.83 | 58.3 |  | Totals |  |  | 69.55 | 104.12
Duluth | [5 empty] | San Francisco | [5 empty] | Miami
Sc 2 | EF=0.53 |  |  |  |  | Sc 2 | EF=0.53 |  |  |  |  | Sc 2 | EF=0.53
End Uses | EC_x | EC_r | nMEUL | REUL |  | End Uses | EC_x | EC_r | nMEUL | REUL |  | End Uses | EC_x | EC_r | nMEUL | REUL
heating | 121.68 | 121.68 | 69.71 | 69.71 |  | heating | 9.22 | 9.22 | 19.93 | 19.93 |  | heating | 0.9 | 0.9 | 2.21 | 2.21
cooling | 2.15 | 2.15 | 4.01 | 4.01 |  | cooling | 0.54 | 0.54 | 1.16 | 1.16 |  | cooling | 27.5 | 27.5 | 68.22 | 68.22
hot water | 28.25 | 24.73 | 17.18 | 13.63 |  | hot water | 21.83 | 19.06 | 13.17 | 10.42 |  | hot water | 14.7 | 12.79 | 8.75 | 6.9
L&A | 26.79 | 26.79 | 26.79 | 26.79 |  | L&A | 26.79 | 26.79 | 26.79 | 26.79 |  | L&A | 26.79 | 26.79 | 26.79 | 26.79
Totals |  |  | 117.69 | 114.14 |  | Totals |  |  | 61.05 | 58.3 |  | Totals |  |  | 105.97 | 104.12
Sc 2 | EF=0.59 |  |  |  |  | Sc 2 | EF=0.59 |  |  |  |  | Sc 2 | EF=0.59
End Uses | EC_x | EC_r | nMEUL | REUL |  | End Uses | EC_x | EC_r | nMEUL | REUL |  | End Uses | EC_x | EC_r | nMEUL | REUL
heating | 121.68 | 121.68 | 69.71 | 69.71 |  | heating | 9.22 | 9.22 | 19.93 | 19.93 |  | heating | 0.9 | 0.9 | 2.21 | 2.21
cooling | 2.15 | 2.15 | 4.01 | 4.01 |  | cooling | 0.54 | 0.54 | 1.16 | 1.16 |  | cooling | 27.5 | 27.5 | 68.22 | 68.22
hot water | 24.73 | 24.73 | 13.63 | 13.63 |  | hot water | 19.06 | 19.06 | 10.42 | 10.42 |  | hot water | 12.79 | 12.79 | 6.9 | 6.9
L&A | 26.79 | 26.79 | 26.79 | 26.79 |  | L&A | 26.79 | 26.79 | 26.79 | 26.79 |  | L&A | 26.79 | 26.79 | 26.79 | 26.79
Totals |  |  | 114.14 | 114.14 |  | Totals |  |  | 58.3 | 58.3 |  | Totals |  |  | 104.12 | 104.12
Sc 2 | EF=0.67 |  |  |  |  | Sc 2 | EF=0.67 |  |  |  |  | Sc 2 | EF=0.67
End Uses | EC_x | EC_r | nMEUL | REUL |  | End Uses | EC_x | EC_r | nMEUL | REUL |  | End Uses | EC_x | EC_r | nMEUL | REUL
heating | 121.68 | 121.68 | 69.71 | 69.71 |  | heating | 9.22 | 9.22 | 19.93 | 19.93 |  | heating | 0.9 | 0.9 | 2.21 | 2.21
cooling | 2.15 | 2.15 | 4.01 | 4.01 |  | cooling | 0.54 | 0.54 | 1.16 | 1.16 |  | cooling | 27.5 | 27.5 | 68.22 | 68.22
hot water | 21.01 | 24.73 | 9.99 | 13.63 |  | hot water | 16.14 | 19.06 | 7.61 | 10.42 |  | hot water | 10.76 | 12.79 | 5.01 | 6.9
L&A | 26.79 | 26.79 | 26.79 | 26.79 |  | L&A | 26.79 | 26.79 | 26.79 | 26.79 |  | L&A | 26.79 | 26.79 | 26.79 | 26.79
Totals |  |  | 110.5 | 114.14 |  | Totals |  |  | 55.49 | 58.3 |  | Totals |  |  | 102.23 | 104.12
Duluth | [5 empty] | San Francisco | [5 empty] | Miami
Sc 3 | EF=0.53 |  |  |  |  | Sc 3 | EF=0.53 |  |  |  |  | Sc 3 | EF=0.53
End Uses | EC_x | EC_r | nMEUL | REUL |  | End Uses | EC_x | EC_r | nMEUL | REUL |  | End Uses | EC_x | EC_r | nMEUL | REUL
heating | 169.22 | 121.68 | 98.43 | 69.71 |  | heating | 15.02 | 9.22 | 32.51 | 19.93 |  | heating | 1.08 | 0.9 | 2.63 | 2.21
cooling | 3.33 | 2.15 | 6.21 | 4.01 |  | cooling | 1.8 | 0.54 | 3.88 | 1.16 |  | cooling | 39.49 | 27.5 | 97.96 | 68.22
hot water | 28.24 | 24.73 | 17.17 | 13.63 |  | hot water | 21.82 | 19.06 | 13.16 | 10.42 |  | hot water | 14.7 | 12.79 | 8.75 | 6.9
L&A | 26.79 | 26.79 | 26.79 | 26.79 |  | L&A | 26.79 | 26.79 | 26.79 | 26.79 |  | L&A | 26.79 | 26.79 | 26.79 | 26.79
Totals |  |  | 148.6 | 114.14 |  | Totals |  |  | 76.34 | 58.3 |  | Totals |  |  | 136.13 | 104.12
Sc 3 | EF=0.59 |  |  |  |  | Sc 3 | EF=0.59 |  |  |  |  | Sc 3 | EF=0.59
End Uses | EC_x | EC_r | nMEUL | REUL |  | End Uses | EC_x | EC_r | nMEUL | REUL |  | End Uses | EC_x | EC_r | nMEUL | REUL
heating | 169.22 | 121.68 | 98.43 | 69.71 |  | heating | 15.02 | 9.22 | 32.51 | 19.93 |  | heating | 1.08 | 0.9 | 2.63 | 2.21
cooling | 3.33 | 2.15 | 6.21 | 4.01 |  | cooling | 1.8 | 0.54 | 3.88 | 1.16 |  | cooling | 39.49 | 27.5 | 97.96 | 68.22
hot water | 24.73 | 24.73 | 13.63 | 13.63 |  | hot water | 19.06 | 19.06 | 10.42 | 10.42 |  | hot water | 12.79 | 12.79 | 6.9 | 6.9
L&A | 26.79 | 26.79 | 26.79 | 26.79 |  | L&A | 26.79 | 26.79 | 26.79 | 26.79 |  | L&A | 26.79 | 26.79 | 26.79 | 26.79
Totals |  |  | 145.06 | 114.14 |  | Totals |  |  | 73.6 | 58.3 |  | Totals |  |  | 134.28 | 104.12
Sc 3 | EF=0.67 |  |  |  |  | Sc 3 | EF=0.67 |  |  |  |  | Sc 3 | EF=0.67
End Uses | EC_x | EC_r | nMEUL | REUL |  | End Uses | EC_x | EC_r | nMEUL | REUL |  | End Uses | EC_x | EC_r | nMEUL | REUL
heating | 169.22 | 121.68 | 98.43 | 69.71 |  | heating | 15.02 | 9.22 | 32.51 | 19.93 |  | heating | 1.08 | 0.9 | 2.63 | 2.21
cooling | 3.33 | 2.15 | 6.21 | 4.01 |  | cooling | 1.8 | 0.54 | 3.88 | 1.16 |  | cooling | 39.49 | 27.5 | 97.96 | 68.22
hot water | 21.01 | 24.73 | 9.99 | 13.63 |  | hot water | 16.13 | 19.06 | 7.61 | 10.42 |  | hot water | 10.76 | 12.79 | 5.01 | 6.9
L&A | 26.79 | 26.79 | 26.79 | 26.79 |  | L&A | 26.79 | 26.79 | 26.79 | 26.79 |  | L&A | 26.79 | 26.79 | 26.79 | 26.79
Totals |  |  | 141.42 | 114.14 |  | Totals |  |  | 70.79 | 58.3 |  | Totals |  |  | 132.39 | 104.12
Note on E24: Philip Fairey: DWHR must be set to no to match values in table

## Results (hidden)
HERS 2013 Method Tests |  |  |  | Software Name: |  | EnergyGauge USA v3.1.02
[6 empty] | Location | Scenario | EF
User input data fields indicated by pale yellow | [5 empty] | Las Vegas, NV | 1 | 0.59
Test result fields indicated by pale green
Test Case | HERS Index | Reference Home End Use Loads (REUL) |  |  |  | Reference Home End Use Energy Consumption (EC_r) |  |  |  | Rated Home End Use Energy Consumption (EC_x) |  |  |  | HERS Index Tests | Manufacturer's Equipment Performance Rating (MEPR)
|  | Winter | Summer | Hot Water | L&A | Heating | Cooling | Hot Water | L&A | Heating | Cooling | Hot Water | L&A |  | Heating |  | Cooling |  | Hot Water
|  | (MBtu) | (MBtu) | (MBtu) | (MBtu) | (MBtu) | (MBtu) | (MBtu) | (MBtu) | (MBtu) | (MBtu) | (MBtu) | (MBtu) |  | Fuel | MEPR | Fuel | MEPR | Fuel | MEPR
Old | 68.7844 | 2.21 | 68.22 | 6.9 | 26.79 | 0.9 | 27.5 | 12.79 | 26.79 | 0.26 | 16.73 | 12.45 | 22.76 | PASS | elec | 7.7 | elec | 13 | gas | 0.59
New | 68.3658 | 2.21 | 68.22 | 5.396 | 26.79 | 0.9 | 27.5 | 10.0021 | 26.79 | 0.26 | 16.73 | 9.7362 | 22.76 | PASS | elec | 7.7 | elec | 13 | gas | 0.59
[14 empty] | #DIV/0! | gas | 78% | elec | 10 | elec | 0.88
[14 empty] | #DIV/0! | elec | 9.85 | elec | 10 | elec | 0.88
[14 empty] | #DIV/0! | gas | 96% | elec | 10 | elec | 0.88
|  |  |  | HW load | Tot Load
|  |  |  | 5.396 | 102.616
|  |  |  | 5.258% | of Tot

## Worksheet (hidden)
Test Case | Coefficients | [5 empty] | DSE_r |  |  | EEC_x |  |  | EEC_r |  |  | nEC_x |  |  | nMEUL |  |  | Total Loads |  | HERS Score
| Heating |  | Cooling |  | Hot Water |  | Heating | Cooling | Hot Water | Heating | Cooling | Hot Water | Heating | Cooling | Hot Water | Heating | Cooling | Hot Water | Heating | Cooling | Hot Water | TnML | TRL
| a | b | a | b | a | b
1 | 2.2561 | 0 | 3.809 | 0 | 1.1877 | 1.013 | 1.0884 | 0.65129 | 0.91438 | 0.44325 | 0.26254 | 1.6949 | 0.44325 | 0.26254 | 1.6949 | 0.26 | 16.7302 | 12.4506 | 0.63845 | 41.5029 | 6.7169 | 71.6183 | 104.12 | 68.7844
2 | 2.2561 | 0 | 3.809 | 0 | 1.1877 | 1.013 | 1.0884 | 0.65129 | 0.91438 | 0.44325 | 0.26254 | 1.6949 | 0.44325 | 0.26254 | 1.6949 | 0.26 | 16.7302 | 9.7367 | 0.63845 | 41.5029 | 5.2528 | 70.1542 | 102.616 | 68.3658
3 | 1.0943 | 0.403 | 3.809 | 0 | 0.92 | 0 | #DIV/0! | #DIV/0! | #DIV/0! | 1.2821 | 0.3413 | 1.1364 | 1.2821 | 0.26254 | 1.087 | #DIV/0! | #DIV/0! | #DIV/0! | #DIV/0! | #DIV/0! | #DIV/0! | #DIV/0! | 0 | #DIV/0!
4 | 2.2561 | 0 | 3.809 | 0 | 0.92 | 0 | #DIV/0! | #DIV/0! | #DIV/0! | 0.3465 | 0.3413 | 1.1364 | 0.44325 | 0.26254 | 1.087 | #DIV/0! | #DIV/0! | #DIV/0! | #DIV/0! | #DIV/0! | #DIV/0! | #DIV/0! | 0 | #DIV/0!
5 | 1.0943 | 0.403 | 3.809 | 0 | 0.92 | 0 | #DIV/0! | #DIV/0! | #DIV/0! | 1.0417 | 0.3413 | 1.1364 | 1.2821 | 0.26254 | 1.087 | #DIV/0! | #DIV/0! | #DIV/0! | #DIV/0! | #DIV/0! | #DIV/0! | #DIV/0! | 0 | #DIV/0!

## nMEUL (hidden)
nMEUL = REUL * (nEC_x / EC_r)
nEC_x = (a* EEC_x – b)*(EC_x * EC_r * DSE_r) / (EEC_x * REUL)
HERS Index = PEfrac * (TnML / TRL) * 100
#REF! | #REF!
WH Type | ratio | nMEUL | REUL | nEC_x | EC_x | EC_r | DSE_r | EEC_r | EEC_x | a | b
elec | #NAME? | #NAME? | #NAME? | #NAME? | #NAME? | #NAME? | 1 | 1.087 | #NAME? | 0.92 | 0
gas | #NAME? | #NAME? | #NAME? | #NAME? | #NAME? | #NAME? | 1 | 1.6949 | #NAME? | 1.1877 | 1.013